## Rural_Dispensary_No_Inpatient_4
Time | Global Solar | Generic flat plate PV Solar Altitude | Generic flat plate PV Solar Azimuth | Generic flat plate PV Angle of Incidence | Generic flat plate PV Incident Solar | Generic flat plate PV Power Output | AC Primary Load | AC Primary Load Served | Generic Small Genset (size-your-own) Power Output | Generic Small Genset (size-your-own) Operating Status | Generic Small Genset (size-your-own) Fuel | Total Electrical Load Served | Renewable Penetration | Excess Electrical Production | Unmet Electrical Load | Capacity Shortage | Total Renewable Power Output | Inverter Power Input | Inverter Power Output | Rectifier Power Input | Rectifier Power Output | Generic 1kWh Li-Ion Maximum Charge Power | Generic 1kWh Li-Ion Maximum Discharge Power | Generic 1kWh Li-Ion Charge Power | Generic 1kWh Li-Ion Discharge Power | Generic 1kWh Li-Ion Input Power | Generic 1kWh Li-Ion Energy Content | Generic 1kWh Li-Ion State of Charge | Generic 1kWh Li-Ion Energy Cost | AC Required Operating Capacity | DC Required Operating Capacity | AC Operating Capacity | DC Operating Capacity
2007-01-01 | 0 | 0 | 6.3291 | 90 | 0 | 0 | 0 | 0 | 0 | 0 | 0 | 0 | 0 | 0 | 0 | 0 | 0 | 0 | 0 | 0 | 0 | 0 | 4.5537 | 0 | 0 | 0 | 6 | 100 | 0 | 0 | 0 | 0 | 4.5537
2007-01-01 01:00 | 0 | 0 | -40.6345 | 90 | 0 | 0 | 0 | 0 | 0 | 0 | 0 | 0 | 0 | 0 | 0 | 0 | 0 | 0 | 0 | 0 | 0 | 0 | 4.5537 | 0 | 0 | 0 | 6 | 100 | 0 | 0 | 0 | 0 | 4.5537
2007-01-01 02:00 | 0 | 0 | -59.1806 | 90 | 0 | 0 | 0.36266 | 0.36266 | 0 | 0 | 0 | 0.36266 | 0 | 0 | 5.5511e-17 | 0 | 0 | 0.38175 | 0.36266 | 0 | 0 | 0 | 4.5537 | 0 | 0.38175 | -0.38175 | 5.5976 | 93.2933 | 0 | 0.39893 | 0 | 0 | 4.5537
2007-01-01 03:00 | 0 | 0 | -65.8956 | 90 | 0 | 0 | 0.6671 | 0.6671 | 0 | 0 | 0 | 0.6671 | 0 | 0 | 1.1102e-16 | 0 | 0 | 0.70221 | 0.6671 | 0 | 0 | 0.42417 | 4.1719 | 0 | 0.70221 | -0.70221 | 4.8574 | 80.9567 | 0 | 0.73381 | 0 | 0 | 4.1719
2007-01-01 04:00 | 0 | 0 | -68.2988 | 90 | 0 | 0 | 0.67384 | 0.67384 | 0 | 0 | 0 | 0.67384 | 0 | 0 | 0 | 0 | 0 | 0.70931 | 0.67384 | 0 | 0 | 1.2044 | 3.4697 | 0 | 0.70931 | -0.70931 | 4.1097 | 68.4955 | 0 | 0.74123 | 0 | 0 | 3.4697
2007-01-01 05:00 | 0 | 0 | -68.5695 | 90 | 0 | 0 | 0.6156 | 0.6156 | 0 | 0 | 0 | 0.6156 | 0 | 0 | 0 | 0 | 0 | 0.648 | 0.6156 | 0 | 0 | 1.9925 | 2.7604 | 0 | 0.648 | -0.648 | 3.4267 | 57.1114 | 0 | 0.67716 | 0 | 0 | 2.7604
2007-01-01 06:00 | 0.00088825 | 0 | -67.3852 | 90 | 0 | 0 | 0.20747 | 0.20747 | 0 | 0 | 0 | 0.20747 | 0 | 0 | 2.7756e-17 | 0 | 0 | 0.21839 | 0.20747 | 0 | 0 | 2.7125 | 2.1124 | 0 | 0.21839 | -0.21839 | 3.1965 | 53.2747 | 0 | 0.22821 | 0 | 0 | 2.1124
2007-01-01 07:00 | 0.063973 | 8.5034 | -64.8396 | 77.7576 | 0.065729 | 0.11726 | 0.76761 | 0.76761 | 0 | 0 | 0 | 0.76761 | 15.2761 | 0 | 1.1102e-16 | 0 | 0.11726 | 0.80802 | 0.76761 | 0 | 0 | 2.9552 | 1.894 | 0 | 0.69075 | -0.69075 | 2.4684 | 41.1394 | 0 | 0.84438 | 0.093809 | 0 | 2.0113
2007-01-01 08:00 | 0.14681 | 21.6885 | -60.6348 | 64.1184 | 0.1475 | 0.26315 | 0.78661 | 0.78661 | 0 | 0 | 0 | 0.78661 | 33.4532 | 0 | 2.2204e-16 | 0 | 0.26315 | 0.82801 | 0.78661 | 0 | 0 | 3.7227 | 1.2033 | 0 | 0.56487 | -0.56487 | 1.8729 | 31.2157 | 0 | 0.86528 | 0.21052 | 0 | 1.4664
2007-01-01 09:00 | 0.28388 | 34.1858 | -54.0043 | 50.8584 | 0.28765 | 0.51317 | 1.633 | 1.633 | 0.53899 | 0 | 0.20324 | 1.633 | 31.4251 | 2.2204e-16 | 0 | 0 | 0.51317 | 1.1516 | 1.094 | 0 | 0 | 4.3503 | 0.63841 | 0 | 0.63841 | -0.63841 | 1.2 | 20 | 0 | 1.7963 | 0.41054 | 1.7 | 1.1516
2007-01-01 10:00 | 0.070395 | 45.3749 | -43.452 | 38.4682 | 0.070099 | 0.12506 | 0.49154 | 0.49154 | 1.7 | 0 | 0.5202 | 0.49154 | 25.4416 | 0 | 0 | 0 | 0.12506 | 0 | 0 | 1.2085 | 1.148 | 5.0597 | 0 | 1.2731 | 0 | 1.2731 | 2.4078 | 40.1293 | 0.30379 | 0.5407 | 0.10005 | 1.7 | 0.12506
2007-01-01 11:00 | 0.056972 | 53.9856 | -26.6832 | 28.1982 | 0.056717 | 0.10118 | 1.9781 | 1.9781 | 1.7 | 0 | 0.5202 | 1.9781 | 5.1153 | 0 | 0 | 0 | 0.10118 | 0.2927 | 0.27807 | 0 | 0 | 3.7866 | 1.1458 | 0 | 0.19152 | -0.19152 | 2.2059 | 36.7646 | 0.30379 | 2.1759 | 0.080947 | 1.7 | 1.247
2007-01-01 12:00 | 0.30857 | 57.8554 | -2.9055 | 23.1278 | 0.30812 | 0.54968 | 1.7161 | 1.7161 | 1.7 | 0 | 0.5202 | 1.7161 | 32.0307 | 0 | 0 | 0 | 0.54968 | 0.016964 | 0.016116 | 0 | 0 | 3.9994 | 0.95426 | 0.53272 | 0 | 0.53272 | 2.7113 | 45.1876 | 0.29918 | 1.8877 | 0.43975 | 1.7 | 1.5039
2007-01-01 13:00 | 0.27285 | 55.3516 | 21.8871 | 26.4557 | 0.27223 | 0.48567 | 1.3029 | 1.3029 | 1.7 | 0 | 0.5202 | 1.3029 | 37.2752 | 5.5511e-17 | 0 | 0 | 0.48567 | 0 | 0 | 0.39708 | 0.37723 | 3.4666 | 1.4337 | 0.86289 | 0 | 0.86289 | 3.5299 | 58.8312 | 0.30002 | 1.4332 | 0.38853 | 1.7 | 1.9194
2007-01-01 14:00 | 0.11575 | 47.5915 | 40.3225 | 35.9116 | 0.11531 | 0.20572 | 0.7915 | 0.7915 | 1.7 | 0 | 0.5202 | 0.7915 | 25.9908 | 0 | 0 | 0 | 0.20572 | 0 | 0 | 0.9085 | 0.86308 | 2.6038 | 2.2103 | 1.0688 | 0 | 1.0688 | 4.5438 | 75.7302 | 0.30382 | 0.87065 | 0.16457 | 1.7 | 2.416
2007-01-01 15:00 | 0.065607 | 36.8376 | 52.0529 | 47.9808 | 0.065345 | 0.11658 | 0 | 0 | 1.4526 | 0 | 0.45267 | 0 | 0 | 0 | 0 | 0 | 0.11658 | 0 | 0 | 1.4526 | 1.38 | 1.535 | 3.1722 | 1.4966 | 0 | 1.4966 | 5.9636 | 99.3931 | 0.2765 | 0 | 0.093261 | 1.7 | 3.2888
2007-01-01 16:00 | 0.12895 | 24.5631 | 59.3996 | 61.1037 | 0.12885 | 0.22988 | 1.0582 | 1.0582 | 0 | 0 | 0 | 1.0582 | 21.7229 | 0 | 2.2204e-16 | 0 | 0.22988 | 1.1139 | 1.0582 | 0 | 0 | 0.038382 | 4.5191 | 0 | 0.88404 | -0.88404 | 5.0317 | 83.8621 | 0.2765 | 1.164 | 0.1839 | 0 | 4.749
2007-01-01 17:00 | 0.067453 | 11.4975 | 64.0604 | 74.6836 | 0.067782 | 0.12092 | 0 | 0 | 0 | 0 | 0 | 0 | 0 | 0 | 0 | 0 | 0.12092 | 0 | 0 | 0 | 0 | 1.0207 | 3.6351 | 0.12092 | 0 | 0.12092 | 5.1465 | 85.7741 | 0.27026 | 0 | 0.096738 | 0 | 3.756
2007-01-01 18:00 | 0.0090878 | 0 | 66.9378 | 90 | 0 | 0 | 0.94581 | 0.94581 | 0 | 0 | 0 | 0.94581 | 0 | 0 | 1.1102e-16 | 0 | 0 | 0.99559 | 0.94581 | 0 | 0 | 0.89973 | 3.7439 | 0 | 0.99559 | -0.99559 | 4.097 | 68.2834 | 0.27026 | 1.0404 | 0 | 0 | 3.7439
2007-01-01 19:00 | 0 | 0 | 68.4206 | 90 | 0 | 0 | 1.308 | 1.308 | 1.7 | 0 | 0.5202 | 1.308 | 0 | 5.5511e-17 | 0 | 0 | 0 | 0 | 0 | 0.39199 | 0.37239 | 2.0059 | 2.7483 | 0.37239 | 0 | 0.37239 | 4.4503 | 74.1713 | 0.27345 | 1.4388 | 0 | 1.7 | 2.7483
2007-01-01 20:00 | 0 | 0 | 68.5075 | 90 | 0 | 0 | 1.8246 | 1.8246 | 1.7 | 0 | 0.5202 | 1.8246 | 0 | 0 | 0 | 0 | 0 | 0.13112 | 0.12457 | 0 | 0 | 1.6336 | 3.0835 | 0 | 0.13112 | -0.13112 | 4.3121 | 71.8678 | 0.27345 | 2.007 | 0 | 1.7 | 3.0835
2007-01-01 21:00 | 0 | 0 | 66.6913 | 90 | 0 | 0 | 2.1565 | 2.1565 | 1.7 | 0 | 0.5202 | 2.1565 | 0 | 0 | 0 | 0 | 0 | 0.48057 | 0.45654 | 0 | 0 | 1.7792 | 2.9524 | 0 | 0.48057 | -0.48057 | 3.8055 | 63.4251 | 0.27345 | 2.3722 | 0 | 1.7 | 2.9524
2007-01-01 22:00 | 0 | 0 | 61.2929 | 90 | 0 | 0 | 0.029423 | 0.029423 | 1.4821 | 0 | 0.4607 | 0.029423 | 0 | 2.2204e-16 | 0 | 0 | 0 | 0 | 0 | 1.4526 | 1.38 | 2.3132 | 2.4718 | 1.38 | 0 | 1.38 | 5.1147 | 85.2448 | 0.26547 | 0.032365 | 0 | 1.7 | 2.4718
2007-01-01 23:00 | 0 | 0 | 46.6608 | 90 | 0 | 0 | 0.12204 | 0.12204 | 0 | 0 | 0 | 0.12204 | 0 | 0 | 1.3878e-17 | 0 | 0 | 0.12846 | 0.12204 | 0 | 0 | 0.9332 | 3.7138 | 0 | 0.12846 | -0.12846 | 4.9793 | 82.9879 | 0.26547 | 0.13424 | 0 | 0 | 3.7138
2007-01-02 | 0 | 0 | 6.7882 | 90 | 0 | 0 | 0.37323 | 0.37323 | 0 | 0 | 0 | 0.37323 | 0 | 0 | 5.5511e-17 | 0 | 0 | 0.39288 | 0.37323 | 0 | 0 | 1.0759 | 3.5853 | 0 | 0.39288 | -0.39288 | 4.5652 | 76.0858 | 0.26547 | 0.41056 | 0 | 0 | 3.5853
2007-01-02 01:00 | 0 | 0 | -40.5655 | 90 | 0 | 0 | 0.1539 | 0.1539 | 0 | 0 | 0 | 0.1539 | 0 | 0 | 2.7756e-17 | 0 | 0 | 0.162 | 0.1539 | 0 | 0 | 1.5125 | 3.1925 | 0 | 0.162 | -0.162 | 4.3944 | 73.2397 | 0.26547 | 0.16929 | 0 | 0 | 3.1925
2007-01-02 02:00 | 0 | 0 | -59.2364 | 90 | 0 | 0 | 0 | 0 | 0 | 0 | 0 | 0 | 0 | 0 | 0 | 0 | 0 | 0 | 0 | 0 | 0 | 1.6925 | 3.0305 | 0 | 0 | 0 | 4.3944 | 73.2397 | 0.26547 | 0 | 0 | 0 | 3.0305
2007-01-02 03:00 | 0 | 0 | -65.9711 | 90 | 0 | 0 | 0.54266 | 0.54266 | 0 | 0 | 0 | 0.54266 | 0 | 0 | 0 | 0 | 0 | 0.57122 | 0.54266 | 0 | 0 | 1.6925 | 3.0305 | 0 | 0.57122 | -0.57122 | 3.7923 | 63.2045 | 0.26547 | 0.59692 | 0 | 0 | 3.0305
2007-01-02 04:00 | 0 | 0 | -68.3782 | 90 | 0 | 0 | 0 | 0 | 0 | 0 | 0 | 0 | 0 | 0 | 0 | 0 | 0 | 0 | 0 | 0 | 0 | 2.3272 | 2.4592 | 0 | 0 | 0 | 3.7923 | 63.2045 | 0.26547 | 0 | 0 | 0 | 2.4592
2007-01-02 05:00 | 0 | 0 | -68.6517 | 90 | 0 | 0 | 0.088306 | 0.088306 | 0 | 0 | 0 | 0.088306 | 0 | 0 | 1.3878e-17 | 0 | 0 | 0.092953 | 0.088306 | 0 | 0 | 2.3272 | 2.4592 | 0 | 0.092953 | -0.092953 | 3.6943 | 61.5715 | 0.26547 | 0.097136 | 0 | 0 | 2.4592
2007-01-02 06:00 | 0.0010827 | 0 | -67.473 | 90 | 0 | 0 | 0 | 0 | 0 | 0 | 0 | 0 | 0 | 0 | 0 | 0 | 0 | 0 | 0 | 0 | 0 | 2.4304 | 2.3663 | 0 | 0 | 0 | 3.6943 | 61.5715 | 0.26547 | 0 | 0 | 0 | 2.3663
2007-01-02 07:00 | 0.089433 | 8.42 | -64.9372 | 77.8542 | 0.10042 | 0.17916 | 0.50177 | 0.50177 | 0 | 0 | 0 | 0.50177 | 35.7049 | 0 | 0 | 0 | 0.17916 | 0.52818 | 0.50177 | 0 | 0 | 2.4304 | 2.3663 | 0 | 0.34902 | -0.34902 | 3.3264 | 55.4397 | 0.26547 | 0.55195 | 0.14333 | 0 | 2.5455
2007-01-02 08:00 | 0.25769 | 21.6175 | -60.7489 | 64.2047 | 0.27795 | 0.49587 | 0.33222 | 0.33222 | 0 | 0 | 0 | 0.33222 | 149.2566 | 0 | 0 | 0 | 0.49587 | 0.34971 | 0.33222 | 0 | 0 | 2.8182 | 2.0173 | 0.14616 | 0 | 0.14616 | 3.465 | 57.7507 | 0.26012 | 0.36545 | 0.39669 | 0 | 2.5131
2007-01-02 09:00 | 0.4719 | 34.1324 | -54.1443 | 50.9302 | 0.51253 | 0.91435 | 0.39174 | 0.39174 | 0 | 0 | 0 | 0.39174 | 233.4093 | 0 | 0 | 0 | 0.91435 | 0.41235 | 0.39174 | 0 | 0 | 2.6721 | 2.1488 | 0.50199 | 0 | 0.50199 | 3.9413 | 65.6879 | 0.24328 | 0.43091 | 0.73148 | 0 | 3.0632
2007-01-02 10:00 | 0.76022 | 45.3482 | -43.6296 | 38.5162 | 0.83178 | 1.4839 | 0 | 0 | 0 | 0 | 0 | 0 | 0 | 0 | 0 | 0 | 1.4839 | 0 | 0 | 0 | 0 | 2.1701 | 2.6006 | 1.4839 | 0 | 1.4839 | 5.349 | 89.1504 | 0.20421 | 0 | 1.1871 | 0 | 4.0845
2007-01-02 11:00 | 0.96876 | 54.0003 | -26.8988 | 28.2025 | 1.0521 | 1.8769 | 0 | 0 | 0 | 0 | 0 | 0 | 0 | 1.1907 | 0 | 0 | 1.8769 | 0 | 0 | 0 | 0 | 0.68619 | 3.9361 | 0.68619 | 0 | 0.68619 | 6 | 100 | 0.19009 | 0 | 1.5015 | 0 | 5.813
2007-01-02 12:00 | 1.0313 | 57.9237 | -3.1083 | 23.0618 | 1.1168 | 1.9924 | 1.0635 | 1.0635 | 0 | 0 | 0 | 1.0635 | 187.3368 | 0.87287 | 0 | 0 | 1.9924 | 1.1195 | 1.0635 | 0 | 0 | 0 | 4.5537 | 0 | 0 | 0 | 6 | 100 | 0.19009 | 1.1699 | 1.5939 | 0 | 6.5461
2007-01-02 13:00 | 0.9423 | 55.4612 | 21.7718 | 26.3385 | 1.0217 | 1.8226 | 1.9325 | 1.9325 | 0.55249 | 0 | 0.20693 | 1.9325 | 94.3159 | 0.37001 | 0 | 0 | 1.8226 | 1.4526 | 1.38 | 0 | 0 | 0 | 4.5537 | 0 | 0 | 0 | 6 | 100 | 0.19009 | 2.1257 | 1.4581 | 1.7 | 6.3763
2007-01-02 14:00 | 0.92318 | 47.717 | 40.2882 | 35.784 | 1.0094 | 1.8007 | 1.8676 | 1.8676 | 0.48755 | 0 | 0.1892 | 1.8676 | 96.4208 | 0.34808 | 0 | 0 | 1.8007 | 1.4526 | 1.38 | 0 | 0 | 0 | 4.5537 | 0 | 0 | 0 | 6 | 100 | 0.19009 | 2.0543 | 1.4406 | 1.7 | 6.3544
2007-01-02 15:00 | 0.64745 | 36.9649 | 52.0624 | 47.8565 | 0.71827 | 1.2814 | 0.49513 | 0.49513 | 0 | 0 | 0 | 0.49513 | 258.7969 | 0.7602 | 0 | 0 | 1.2814 | 0.52119 | 0.49513 | 0 | 0 | 0 | 4.5537 | 0 | 0 | 0 | 6 | 100 | 0.19009 | 0.54465 | 1.0251 | 0 | 5.8351
2007-01-02 16:00 | 0.26304 | 24.6874 | 59.4314 | 60.9854 | 0.27584 | 0.4921 | 1.1541 | 1.1541 | 0 | 0 | 0 | 1.1541 | 42.6381 | 0 | 0 | 0 | 0.4921 | 1.2149 | 1.1541 | 0 | 0 | 0 | 4.5537 | 0 | 0.72278 | -0.72278 | 5.2381 | 87.3021 | 0.19009 | 1.2696 | 0.39368 | 0 | 5.0458
2007-01-02 17:00 | 0.16833 | 11.6171 | 64.1059 | 74.5719 | 0.20579 | 0.36713 | 1.6224 | 1.6224 | 1.7 | 0 | 0.5202 | 1.6224 | 22.6292 | 0 | 0 | 0 | 0.36713 | 0 | 0 | 0.077623 | 0.073741 | 0.80309 | 3.8309 | 0.44087 | 0 | 0.44087 | 5.6564 | 94.2729 | 0.19448 | 1.7846 | 0.2937 | 1.7 | 4.198
2007-01-02 18:00 | 0.010777 | 0 | 66.995 | 90 | 0 | 0 | 0 | 0 | 0 | 0 | 0 | 0 | 0 | 0 | 0 | 0 | 0 | 0 | 0 | 0 | 0 | 0.36222 | 4.2277 | 0 | 0 | 0 | 5.6564 | 94.2729 | 0.19448 | 0 | 0 | 0 | 4.2277
2007-01-02 19:00 | 0 | 0 | 68.4915 | 90 | 0 | 0 | 0.37056 | 0.37056 | 0 | 0 | 0 | 0.37056 | 0 | 0 | 0 | 0 | 0 | 0.39006 | 0.37056 | 0 | 0 | 0.36222 | 4.2277 | 0 | 0.39006 | -0.39006 | 5.2452 | 87.4203 | 0.19448 | 0.40761 | 0 | 0 | 4.2277
2007-01-02 20:00 | 0 | 0 | 68.5981 | 90 | 0 | 0 | 0.97578 | 0.97578 | 0 | 0 | 0 | 0.97578 | 0 | 0 | 0 | 0 | 0 | 1.0271 | 0.97578 | 0 | 0 | 0.79561 | 3.8376 | 0 | 1.0271 | -1.0271 | 4.1625 | 69.3753 | 0.19448 | 1.0734 | 0 | 0 | 3.8376
2007-01-02 21:00 | 0 | 0 | 66.8153 | 90 | 0 | 0 | 0 | 0 | 0 | 0 | 0 | 0 | 0 | 0 | 0 | 0 | 0 | 0 | 0 | 0 | 0 | 1.9369 | 2.8105 | 0 | 0 | 0 | 4.1625 | 69.3753 | 0.19448 | 0 | 0 | 0 | 2.8105
2007-01-02 22:00 | 0 | 0 | 61.4829 | 90 | 0 | 0 | 0 | 0 | 0 | 0 | 0 | 0 | 0 | 0 | 0 | 0 | 0 | 0 | 0 | 0 | 0 | 1.9369 | 2.8105 | 0 | 0 | 0 | 4.1625 | 69.3753 | 0.19448 | 0 | 0 | 0 | 2.8105
2007-01-02 23:00 | 0 | 0 | 46.9985 | 90 | 0 | 0 | 0.31769 | 0.31769 | 0 | 0 | 0 | 0.31769 | 0 | 0 | 5.5511e-17 | 0 | 0 | 0.33441 | 0.31769 | 0 | 0 | 1.9369 | 2.8105 | 0 | 0.33441 | -0.33441 | 3.81 | 63.5003 | 0.19448 | 0.34946 | 0 | 0 | 2.8105
2007-01-03 | 0 | 0 | 7.2518 | 90 | 0 | 0 | 0.38751 | 0.38751 | 0 | 0 | 0 | 0.38751 | 0 | 0 | 5.5511e-17 | 0 | 0 | 0.40791 | 0.38751 | 0 | 0 | 2.3085 | 2.4761 | 0 | 0.40791 | -0.40791 | 3.3801 | 56.3341 | 0.19448 | 0.42626 | 0 | 0 | 2.4761
2007-01-03 01:00 | 0 | 0 | -40.512 | 90 | 0 | 0 | 0.041331 | 0.041331 | 0 | 0 | 0 | 0.041331 | 0 | 0 | 0 | 0 | 0 | 0.043506 | 0.041331 | 0 | 0 | 2.7617 | 2.0682 | 0 | 0.043506 | -0.043506 | 3.3342 | 55.5698 | 0.19448 | 0.045464 | 0 | 0 | 2.0682
2007-01-03 02:00 | 0 | 0 | -59.3055 | 90 | 0 | 0 | 0.10276 | 0.10276 | 0 | 0 | 0 | 0.10276 | 0 | 0 | 1.3878e-17 | 0 | 0 | 0.10817 | 0.10276 | 0 | 0 | 2.81 | 2.0247 | 0 | 0.10817 | -0.10817 | 3.2202 | 53.6694 | 0.19448 | 0.11304 | 0 | 0 | 2.0247
2007-01-03 03:00 | 0 | 0 | -66.0568 | 90 | 0 | 0 | 0.55944 | 0.55944 | 0 | 0 | 0 | 0.55944 | 0 | 0 | 1.1102e-16 | 0 | 0 | 0.58889 | 0.55944 | 0 | 0 | 2.9302 | 1.9165 | 0 | 0.58889 | -0.58889 | 2.5994 | 43.3237 | 0.19448 | 0.61539 | 0 | 0 | 1.9165
2007-01-03 04:00 | 0 | 0 | -68.4657 | 90 | 0 | 0 | 0.38765 | 0.38765 | 0 | 0 | 0 | 0.38765 | 0 | 0 | 5.5511e-17 | 0 | 0 | 0.40805 | 0.38765 | 0 | 0 | 3.5845 | 1.3276 | 0 | 0.40805 | -0.40805 | 2.1693 | 36.1549 | 0.19448 | 0.42642 | 0 | 0 | 1.3276
2007-01-03 05:00 | 0 | 0 | -68.7411 | 90 | 0 | 0 | 0.58722 | 0.58722 | 0 | 0 | 0 | 0.58722 | 0 | 0 | 1.1102e-16 | 0 | 0 | 0.61812 | 0.58722 | 0 | 0 | 4.0379 | 0.91956 | 0 | 0.61812 | -0.61812 | 1.5177 | 25.2956 | 0.19448 | 0.64594 | 0 | 0 | 0.91956
2007-01-03 06:00 | 0.0014164 | 0 | -67.5674 | 90 | 0 | 0 | 0.22742 | 0.22742 | 0 | 0 | 0 | 0.22742 | 0 | 0 | 2.7756e-17 | 0 | 0 | 0.23939 | 0.22742 | 0 | 0 | 4.7247 | 0.30143 | 0 | 0.23939 | -0.23939 | 1.2654 | 21.09 | 0.19448 | 0.25016 | 0 | 0 | 0.30143
2007-01-03 07:00 | 0.15461 | 8.339 | -65.0413 | 77.9493 | 0.21818 | 0.38924 | 0 | 0 | 0 | 0 | 0 | 0 | 0 | 0 | 0 | 0 | 0.38924 | 0 | 0 | 0 | 0 | 4.9907 | 0.062041 | 0.38924 | 0 | 0.38924 | 1.6347 | 27.2444 | 0.18745 | 0 | 0.31139 | 0 | 0.45128
2007-01-03 08:00 | 0.38643 | 21.5495 | -60.8694 | 64.2889 | 0.45167 | 0.80578 | 1.068 | 1.068 | 1.7 | 0 | 0.5202 | 1.068 | 75.4498 | 0 | 0 | 0 | 0.80578 | 0 | 0 | 0.63203 | 0.60043 | 4.6015 | 0.41236 | 1.4062 | 0 | 1.4062 | 2.9687 | 49.4785 | 0.19757 | 1.1748 | 0.64463 | 1.7 | 1.2181
2007-01-03 09:00 | 0.59647 | 34.0827 | -54.2908 | 50.999 | 0.66541 | 1.1871 | 1.4274 | 1.4274 | 1.7 | 0 | 0.5202 | 1.4274 | 83.1625 | 0 | 0 | 0 | 1.1871 | 0 | 0 | 0.27256 | 0.25893 | 3.1953 | 1.6779 | 1.446 | 0 | 1.446 | 4.3405 | 72.3421 | 0.205 | 1.5702 | 0.94968 | 1.7 | 2.865
2007-01-03 10:00 | 0.86887 | 45.3263 | -43.8134 | 38.5603 | 0.95233 | 1.699 | 0.95719 | 0.95719 | 1.005 | 0 | 0.33046 | 0.95719 | 177.4937 | 6.9389e-18 | 0 | 0 | 1.699 | 0 | 0 | 0.047777 | 0.045388 | 1.7492 | 2.9794 | 1.7443 | 0 | 1.7443 | 5.9954 | 99.9225 | 0.19317 | 1.0529 | 1.3592 | 1.7 | 4.6783
2007-01-03 11:00 | 1.0452 | 54.021 | -27.119 | 28.2016 | 1.1357 | 2.0261 | 2.7326 | 2.7326 | 1.3526 | 0 | 0.42535 | 2.7326 | 74.1473 | 0.56859 | 0 | 0 | 2.0261 | 1.4526 | 1.38 | 0 | 0 | 0.0049034 | 4.5493 | 0.0049034 | 0 | 0.0049034 | 6 | 100 | 0.1931 | 3.0058 | 1.6209 | 1.7 | 6.5754
2007-01-03 12:00 | 1.1034 | 57.9984 | -3.3112 | 22.9895 | 1.1954 | 2.1325 | 0.58534 | 0.58534 | 0 | 0 | 0 | 0.58534 | 364.3279 | 1.5164 | 0 | 0 | 2.1325 | 0.61614 | 0.58534 | 0 | 0 | 0 | 4.5537 | 0 | 0 | 0 | 6 | 100 | 0.1931 | 0.64387 | 1.706 | 0 | 6.6862
2007-01-03 13:00 | 1.0728 | 55.5764 | 21.6617 | 26.2161 | 1.1643 | 2.0771 | 0.96117 | 0.96117 | 0 | 0 | 0 | 0.96117 | 216.1048 | 1.0654 | 0 | 0 | 2.0771 | 1.0118 | 0.96117 | 0 | 0 | 0 | 4.5537 | 0 | 0 | 0 | 6 | 100 | 0.1931 | 1.0573 | 1.6617 | 0 | 6.6308
2007-01-03 14:00 | 0.94149 | 47.8468 | 40.2615 | 35.653 | 1.0292 | 1.8361 | 0.60795 | 0.60795 | 0 | 0 | 0 | 0.60795 | 302.0063 | 1.1961 | 0 | 0 | 1.8361 | 0.63995 | 0.60795 | 0 | 0 | 0 | 4.5537 | 0 | 0 | 0 | 6 | 100 | 0.1931 | 0.66875 | 1.4688 | 0 | 6.3898
2007-01-03 15:00 | 0.6947 | 37.0953 | 52.0797 | 47.7303 | 0.77119 | 1.3758 | 1.683 | 1.683 | 0.425 | 0 | 0.17213 | 1.683 | 81.7457 | 0.05156 | 0 | 0 | 1.3758 | 1.3243 | 1.258 | 0 | 0 | 0 | 4.5537 | 0 | 0 | 0 | 6 | 100 | 0.1931 | 1.8513 | 1.1006 | 1.7 | 5.9295
2007-01-03 16:00 | 0.44993 | 24.8135 | 59.4706 | 60.8662 | 0.51768 | 0.92354 | 1.426 | 1.426 | 0.5486 | 0 | 0.20587 | 1.426 | 64.766 | 0 | 0 | 0 | 0.92354 | 0.92354 | 0.87736 | 0 | 0 | 0 | 4.5537 | 0 | 0 | 0 | 6 | 100 | 0.1931 | 1.5686 | 0.73883 | 1.7 | 5.4772
2007-01-03 17:00 | 0.18718 | 11.7376 | 64.1584 | 74.4602 | 0.23574 | 0.42056 | 3.4177 | 3.08 | 1.7 | 0 | 0.5202 | 3.08 | 13.6546 | 2.2204e-16 | 0.33767 | 0.67944 | 0.42056 | 1.4526 | 1.38 | 0 | 0 | 0 | 4.5537 | 0 | 1.0321 | -1.0321 | 4.9121 | 81.8684 | 0.1931 | 3.7594 | 0.33645 | 1.7 | 4.9743
2007-01-03 18:00 | 0.012267 | 0 | 67.059 | 90 | 0 | 0 | 1.4668 | 1.4668 | 1.7 | 0 | 0.5202 | 1.4668 | 0 | 0 | 0 | 0 | 0 | 0 | 0 | 0.23321 | 0.22155 | 1.1467 | 3.5216 | 0.22155 | 0 | 0.22155 | 5.1223 | 85.3714 | 0.1949 | 1.6135 | 0 | 1.7 | 3.5216
2007-01-03 19:00 | 0 | 0 | 68.5692 | 90 | 0 | 0 | 0 | 0 | 0 | 0 | 0 | 0 | 0 | 0 | 0 | 0 | 0 | 0 | 0 | 0 | 0 | 0.92519 | 3.721 | 0 | 0 | 0 | 5.1223 | 85.3714 | 0.1949 | 0 | 0 | 0 | 3.721
2007-01-03 20:00 | 0 | 0 | 68.6961 | 90 | 0 | 0 | 1.4404 | 1.4404 | 1.7 | 0 | 0.5202 | 1.4404 | 0 | 0 | 0 | 0 | 0 | 0 | 0 | 0.2596 | 0.24662 | 0.92519 | 3.721 | 0.24662 | 0 | 0.24662 | 5.3563 | 89.2708 | 0.19684 | 1.5844 | 0 | 1.7 | 3.721
2007-01-03 21:00 | 0 | 0 | 66.9479 | 90 | 0 | 0 | 1.5887 | 1.5887 | 1.7 | 0 | 0.5202 | 1.5887 | 0 | 0 | 0 | 0 | 0 | 0 | 0 | 0.11134 | 0.10577 | 0.67858 | 3.943 | 0.10577 | 0 | 0.10577 | 5.4566 | 90.9432 | 0.19765 | 1.7475 | 0 | 1.7 | 3.943
2007-01-03 22:00 | 0 | 0 | 61.6832 | 90 | 0 | 0 | 0.6262 | 0.6262 | 0 | 0 | 0 | 0.6262 | 0 | 0 | 1.1102e-16 | 0 | 0 | 0.65916 | 0.6262 | 0 | 0 | 0.5728 | 4.0382 | 0 | 0.65916 | -0.65916 | 4.7618 | 79.3629 | 0.19765 | 0.68882 | 0 | 0 | 4.0382
2007-01-03 23:00 | 0 | 0 | 47.3485 | 90 | 0 | 0 | 0.40786 | 0.40786 | 0 | 0 | 0 | 0.40786 | 0 | 0 | 5.5511e-17 | 0 | 0 | 0.42932 | 0.40786 | 0 | 0 | 1.3052 | 3.379 | 0 | 0.42932 | -0.42932 | 4.3092 | 71.8205 | 0.19765 | 0.44864 | 0 | 0 | 3.379
2007-01-04 | 0 | 0 | 7.7203 | 90 | 0 | 0 | 0.15056 | 0.15056 | 0 | 0 | 0 | 0.15056 | 0 | 0 | 0 | 0 | 0 | 0.15848 | 0.15056 | 0 | 0 | 1.7822 | 2.9497 | 0 | 0.15848 | -0.15848 | 4.1422 | 69.0362 | 0.19765 | 0.16562 | 0 | 0 | 2.9497
2007-01-04 01:00 | 0 | 0 | -40.4743 | 90 | 0 | 0 | 0.56144 | 0.56144 | 0 | 0 | 0 | 0.56144 | 0 | 0 | 1.1102e-16 | 0 | 0 | 0.59099 | 0.56144 | 0 | 0 | 1.9583 | 2.7912 | 0 | 0.59099 | -0.59099 | 3.5192 | 58.6535 | 0.19765 | 0.61759 | 0 | 0 | 2.7912
2007-01-04 02:00 | 0 | 0 | -59.3882 | 90 | 0 | 0 | 0.48541 | 0.48541 | 0 | 0 | 0 | 0.48541 | 0 | 0 | 5.5511e-17 | 0 | 0 | 0.51095 | 0.48541 | 0 | 0 | 2.615 | 2.2002 | 0 | 0.51095 | -0.51095 | 2.9806 | 49.677 | 0.19765 | 0.53395 | 0 | 0 | 2.2002
2007-01-04 03:00 | 0 | 0 | -66.1526 | 90 | 0 | 0 | 0.099738 | 0.099738 | 0 | 0 | 0 | 0.099738 | 0 | 0 | 1.3878e-17 | 0 | 0 | 0.10499 | 0.099738 | 0 | 0 | 3.1827 | 1.6892 | 0 | 0.10499 | -0.10499 | 2.87 | 47.8325 | 0.19765 | 0.10971 | 0 | 0 | 1.6892
2007-01-04 04:00 | 0 | 0 | -68.5616 | 90 | 0 | 0 | 0.0036722 | 0.0036722 | 0 | 0 | 0 | 0.0036722 | 0 | 0 | 4.3368e-19 | 0 | 0 | 0.0038655 | 0.0036722 | 0 | 0 | 3.2994 | 1.5843 | 0 | 0.0038655 | -0.0038655 | 2.8659 | 47.7646 | 0.19765 | 0.0040394 | 0 | 0 | 1.5843
2007-01-04 05:00 | 0 | 0 | -68.8377 | 90 | 0 | 0 | 0.22725 | 0.22725 | 0 | 0 | 0 | 0.22725 | 0 | 0 | 0 | 0 | 0 | 0.23921 | 0.22725 | 0 | 0 | 3.3037 | 1.5804 | 0 | 0.23921 | -0.23921 | 2.6137 | 43.5621 | 0.19765 | 0.24998 | 0 | 0 | 1.5804
2007-01-04 06:00 | 0.0013966 | 0 | -67.6684 | 90 | 0 | 0 | 0.38536 | 0.38536 | 0 | 0 | 0 | 0.38536 | 0 | 0 | 0 | 0 | 0 | 0.40565 | 0.38536 | 0 | 0 | 3.5695 | 1.3412 | 0 | 0.40565 | -0.40565 | 2.1861 | 36.4356 | 0.19765 | 0.4239 | 0 | 0 | 1.3412
2007-01-04 07:00 | 0.056467 | 8.2603 | -65.1518 | 78.0431 | 0.057442 | 0.10248 | 0 | 0 | 0 | 0 | 0 | 0 | 0 | 0 | 0 | 0 | 0.10248 | 0 | 0 | 0 | 0 | 4.0202 | 0.93553 | 0.10248 | 0 | 0.10248 | 2.2834 | 38.0559 | 0.19639 | 0 | 0.081981 | 0 | 1.038
2007-01-04 08:00 | 0.20049 | 21.4846 | -60.9962 | 64.371 | 0.20673 | 0.36881 | 0.024396 | 0.024396 | 0 | 0 | 0 | 0.024396 | 1511.739 | 0 | 0 | 0 | 0.36881 | 0.02568 | 0.024396 | 0 | 0 | 3.9177 | 1.0278 | 0.34313 | 0 | 0.34313 | 2.6089 | 43.4813 | 0.19227 | 0.026836 | 0.29505 | 0 | 1.3966
2007-01-04 09:00 | 0.40169 | 34.037 | -54.4437 | 51.0649 | 0.42458 | 0.75745 | 0 | 0 | 0 | 0 | 0 | 0 | 0 | 0 | 0 | 0 | 0.75745 | 0 | 0 | 0 | 0 | 3.5746 | 1.3366 | 0.75745 | 0 | 0.75745 | 3.3275 | 55.4576 | 0.18377 | 0 | 0.60596 | 0 | 2.094
2007-01-04 10:00 | 0.32026 | 45.3093 | -44.0034 | 38.6004 | 0.32164 | 0.5738 | 3.1582 | 3.08 | 1.7 | 0 | 0.5202 | 3.08 | 18.6299 | 2.2204e-16 | 0.078154 | 0.39397 | 0.5738 | 1.4526 | 1.38 | 0 | 0 | 2.8171 | 2.0183 | 0 | 0.87883 | -0.87883 | 2.4011 | 40.0181 | 0.18377 | 3.474 | 0.45904 | 1.7 | 2.5921
2007-01-04 11:00 | 0.12186 | 54.0476 | -27.3438 | 28.1954 | 0.12138 | 0.21655 | 1.3599 | 1.3599 | 1.7 | 0 | 0.5202 | 1.3599 | 15.9242 | 0 | 0 | 0 | 0.21655 | 0 | 0 | 0.34013 | 0.32313 | 3.7936 | 1.1395 | 0.53967 | 0 | 0.53967 | 2.9131 | 48.5511 | 0.18753 | 1.4959 | 0.17324 | 1.7 | 1.356
2007-01-04 12:00 | 0.31937 | 58.0796 | -3.5141 | 22.9109 | 0.31903 | 0.56915 | 0.35439 | 0.35439 | 1.7 | 0 | 0.5202 | 0.35439 | 160.5975 | 0 | 0 | 0 | 0.56915 | 0 | 0 | 1.3456 | 1.2783 | 3.2539 | 1.6252 | 1.8475 | 0 | 1.8475 | 4.6657 | 77.7622 | 0.18959 | 0.38983 | 0.45532 | 1.7 | 2.1943
2007-01-04 13:00 | 0.54237 | 55.6975 | 21.5571 | 26.0883 | 0.55832 | 0.99604 | 1.1157 | 1.1157 | 1.5055 | 0 | 0.46711 | 1.1157 | 89.2791 | 0 | 0 | 0 | 0.99604 | 0 | 0 | 0.38988 | 0.37039 | 1.4064 | 3.2879 | 1.3664 | 0 | 1.3664 | 5.9621 | 99.3673 | 0.19288 | 1.2272 | 0.79683 | 1.7 | 4.2839
2007-01-04 14:00 | 0.12383 | 47.9809 | 40.2426 | 35.5188 | 0.12337 | 0.2201 | 1.5086 | 1.5086 | 1.3375 | 0 | 0.42124 | 1.5086 | 14.5897 | 0 | 0 | 0 | 0.2201 | 0.18008 | 0.17108 | 0 | 0 | 0.040014 | 4.5177 | 0.040014 | 0 | 0.040014 | 6 | 100 | 0.19306 | 1.6594 | 0.17608 | 1.7 | 4.7378
2007-01-04 15:00 | 0.14818 | 37.2284 | 52.1047 | 47.6024 | 0.14778 | 0.26364 | 0.46464 | 0.46464 | 0 | 0 | 0 | 0.46464 | 56.7394 | 0 | 5.5511e-17 | 0 | 0.26364 | 0.4891 | 0.46464 | 0 | 0 | 0 | 4.5537 | 0 | 0.22546 | -0.22546 | 5.7624 | 96.039 | 0.19306 | 0.51111 | 0.21091 | 0 | 4.8173
2007-01-04 16:00 | 0.094394 | 24.9415 | 59.5169 | 60.7464 | 0.09419 | 0.16803 | 0 | 0 | 0 | 0 | 0 | 0 | 0 | 0 | 0 | 0 | 0.16803 | 0 | 0 | 0 | 0 | 0.25051 | 4.3282 | 0.16803 | 0 | 0.16803 | 5.9218 | 98.6959 | 0.19153 | 0 | 0.13443 | 0 | 4.4963
2007-01-04 17:00 | 0.055158 | 11.8591 | 64.2177 | 74.3485 | 0.055247 | 0.09856 | 0.42188 | 0.42188 | 0 | 0 | 0 | 0.42188 | 23.3623 | 0 | 5.5511e-17 | 0 | 0.09856 | 0.44408 | 0.42188 | 0 | 0 | 0.08248 | 4.4795 | 0 | 0.34552 | -0.34552 | 5.5576 | 92.6257 | 0.19153 | 0.46406 | 0.078848 | 0 | 4.578
2007-01-04 18:00 | 0.014623 | 0 | 67.1298 | 90 | 0 | 0 | 1.8715 | 1.8715 | 1.7 | 0 | 0.5202 | 1.8715 | 0 | 0 | 0 | 0 | 0 | 0.18052 | 0.17149 | 0 | 0 | 0.46639 | 4.1339 | 0 | 0.18052 | -0.18052 | 5.3673 | 89.4544 | 0.19153 | 2.0586 | 0 | 1.7 | 4.1339
2007-01-04 19:00 | 0 | 0 | 68.6539 | 90 | 0 | 0 | 1.1535 | 1.1535 | 0 | 0 | 0 | 1.1535 | 0 | 0 | 0 | 0 | 0 | 1.2142 | 1.1535 | 0 | 0 | 0.66697 | 3.9534 | 0 | 1.2142 | -1.2142 | 4.0874 | 68.1238 | 0.19153 | 1.2688 | 0 | 0 | 3.9534
2007-01-04 20:00 | 0 | 0 | 68.8016 | 90 | 0 | 0 | 0.27303 | 0.27303 | 0 | 0 | 0 | 0.27303 | 0 | 0 | 0 | 0 | 0 | 0.2874 | 0.27303 | 0 | 0 | 2.016 | 2.7393 | 0 | 0.2874 | -0.2874 | 3.7845 | 63.0748 | 0.19153 | 0.30033 | 0 | 0 | 2.7393
2007-01-04 21:00 | 0 | 0 | 67.089 | 90 | 0 | 0 | 1.3575 | 1.3575 | 1.7 | 0 | 0.5202 | 1.3575 | 0 | 0 | 0 | 0 | 0 | 0 | 0 | 0.34253 | 0.32541 | 2.3354 | 2.4519 | 0.32541 | 0 | 0.32541 | 4.0932 | 68.2199 | 0.19347 | 1.4932 | 0 | 1.7 | 2.4519
2007-01-04 22:00 | 0 | 0 | 61.8937 | 90 | 0 | 0 | 0.33046 | 0.33046 | 1.7 | 0 | 0.5202 | 0.33046 | 0 | 0 | 0 | 0 | 0 | 0 | 0 | 1.3695 | 1.3011 | 2.01 | 2.7447 | 1.3011 | 0 | 1.3011 | 5.3275 | 88.7914 | 0.19941 | 0.36351 | 0 | 1.7 | 2.7447
2007-01-04 23:00 | 0 | 0 | 47.7107 | 90 | 0 | 0 | 0.33095 | 0.33095 | 0 | 0 | 0 | 0.33095 | 0 | 0 | 0 | 0 | 0 | 0.34837 | 0.33095 | 0 | 0 | 0.7089 | 3.9157 | 0 | 0.34837 | -0.34837 | 4.9603 | 82.6712 | 0.19941 | 0.36405 | 0 | 0 | 3.9157
2007-01-05 | 0 | 0 | 8.1939 | 90 | 0 | 0 | 0.033452 | 0.033452 | 0 | 0 | 0 | 0.033452 | 0 | 0 | 6.9389e-18 | 0 | 0 | 0.035212 | 0.033452 | 0 | 0 | 1.096 | 3.5673 | 0 | 0.035212 | -0.035212 | 4.9232 | 82.0526 | 0.19941 | 0.036797 | 0 | 0 | 3.5673
2007-01-05 01:00 | 0 | 0 | -40.4529 | 90 | 0 | 0 | 0.24816 | 0.24816 | 0 | 0 | 0 | 0.24816 | 0 | 0 | 5.5511e-17 | 0 | 0 | 0.26122 | 0.24816 | 0 | 0 | 1.1351 | 3.5321 | 0 | 0.26122 | -0.26122 | 4.6478 | 77.4634 | 0.19941 | 0.27298 | 0 | 0 | 3.5321
2007-01-05 02:00 | 0 | 0 | -59.4845 | 90 | 0 | 0 | 0.16345 | 0.16345 | 0 | 0 | 0 | 0.16345 | 0 | 0 | 2.7756e-17 | 0 | 0 | 0.17205 | 0.16345 | 0 | 0 | 1.4253 | 3.2709 | 0 | 0.17205 | -0.17205 | 4.4665 | 74.4407 | 0.19941 | 0.1798 | 0 | 0 | 3.2709
2007-01-05 03:00 | 0 | 0 | -66.2587 | 90 | 0 | 0 | 0.64549 | 0.64549 | 0 | 0 | 0 | 0.64549 | 0 | 0 | 0 | 0 | 0 | 0.67946 | 0.64549 | 0 | 0 | 1.6165 | 3.0988 | 0 | 0.67946 | -0.67946 | 3.7502 | 62.5038 | 0.19941 | 0.71003 | 0 | 0 | 3.0988
2007-01-05 04:00 | 0 | 0 | -68.6657 | 90 | 0 | 0 | 0.099757 | 0.099757 | 0 | 0 | 0 | 0.099757 | 0 | 0 | 1.3878e-17 | 0 | 0 | 0.10501 | 0.099757 | 0 | 0 | 2.3715 | 2.4194 | 0 | 0.10501 | -0.10501 | 3.6395 | 60.6591 | 0.19941 | 0.10973 | 0 | 0 | 2.4194
2007-01-05 05:00 | 0 | 0 | -68.9415 | 90 | 0 | 0 | 0.56133 | 0.56133 | 0 | 0 | 0 | 0.56133 | 0 | 0 | 0 | 0 | 0 | 0.59087 | 0.56133 | 0 | 0 | 2.4881 | 2.3144 | 0 | 0.59087 | -0.59087 | 3.0167 | 50.2785 | 0.19941 | 0.61746 | 0 | 0 | 2.3144
2007-01-05 06:00 | 0.00068125 | 0 | -67.7759 | 90 | 0 | 0 | 0.10759 | 0.10759 | 0 | 0 | 0 | 0.10759 | 0 | 0 | 1.3878e-17 | 0 | 0 | 0.11325 | 0.10759 | 0 | 0 | 3.1447 | 1.7235 | 0 | 0.11325 | -0.11325 | 2.8973 | 48.2888 | 0.19941 | 0.11835 | 0 | 0 | 1.7235
2007-01-05 07:00 | 0.078695 | 8.1841 | -65.2685 | 78.1353 | 0.085411 | 0.15237 | 0 | 0 | 0 | 0 | 0 | 0 | 0 | 0 | 0 | 0 | 0.15237 | 0 | 0 | 0 | 0 | 3.2705 | 1.6102 | 0.15237 | 0 | 0.15237 | 3.0419 | 50.6981 | 0.19808 | 0 | 0.1219 | 0 | 1.7626
2007-01-05 08:00 | 0.18233 | 21.4229 | -61.1293 | 64.4509 | 0.18599 | 0.33181 | 1.0055 | 1.0055 | 0 | 0 | 0 | 1.0055 | 32.9992 | 0 | 2.2204e-16 | 0 | 0.33181 | 1.0584 | 1.0055 | 0 | 0 | 3.1181 | 1.7474 | 0 | 0.72662 | -0.72662 | 2.276 | 37.9326 | 0.19808 | 1.1061 | 0.26545 | 0 | 2.0792
2007-01-05 09:00 | 0.20653 | 33.9951 | -54.6029 | 51.1279 | 0.20655 | 0.36849 | 0.93269 | 0.93269 | 0 | 0 | 0 | 0.93269 | 39.5082 | 0 | 1.1102e-16 | 0 | 0.36849 | 0.98178 | 0.93269 | 0 | 0 | 3.9255 | 1.0207 | 0 | 0.61329 | -0.61329 | 1.6295 | 27.1582 | 0.19808 | 1.026 | 0.29479 | 0 | 1.3892
2007-01-05 10:00 | 0.3251 | 45.297 | -44.1994 | 38.6366 | 0.32669 | 0.58282 | 0.64732 | 0.64732 | 1.7 | 0 | 0.5202 | 0.64732 | 90.0354 | 0 | 0 | 0 | 0.58282 | 0 | 0 | 1.0527 | 1 | 4.6069 | 0.40745 | 1.5829 | 0 | 1.5829 | 3.1311 | 52.1855 | 0.20108 | 0.71205 | 0.46626 | 1.7 | 0.99027
2007-01-05 11:00 | 0.28804 | 54.08 | -27.5731 | 28.184 | 0.28756 | 0.51301 | 0.1463 | 0.1463 | 1.5989 | 0 | 0.49261 | 0.1463 | 350.6617 | 2.2204e-16 | 0 | 0 | 0.51301 | 0 | 0 | 1.4526 | 1.38 | 3.0241 | 1.832 | 1.893 | 0 | 1.893 | 4.927 | 82.1165 | 0.20014 | 0.16093 | 0.41041 | 1.7 | 2.345
2007-01-05 12:00 | 0.45826 | 58.1672 | -3.7171 | 22.826 | 0.46362 | 0.82709 | 0 | 0 | 0 | 0 | 0 | 0 | 0 | 0 | 0 | 0 | 0.82709 | 0 | 0 | 0 | 0 | 1.1311 | 3.5357 | 0.82709 | 0 | 0.82709 | 5.7116 | 95.194 | 0.19405 | 0 | 0.66167 | 0 | 4.3628
2007-01-05 13:00 | 0.089727 | 55.8242 | 21.4581 | 25.9554 | 0.089348 | 0.1594 | 2.2091 | 2.2091 | 1.7 | 0 | 0.5202 | 2.2091 | 7.2154 | 0 | 0 | 0 | 0.1594 | 0.53592 | 0.50912 | 0 | 0 | 0.30396 | 4.2801 | 0 | 0.37652 | -0.37652 | 5.3148 | 88.5792 | 0.19405 | 2.43 | 0.12752 | 1.7 | 4.4395
2007-01-05 14:00 | 0.2928 | 48.1191 | 40.2315 | 35.3814 | 0.29284 | 0.52242 | 0 | 0 | 0 | 0 | 0 | 0 | 0 | 0 | 0 | 0 | 0.52242 | 0 | 0 | 0 | 0 | 0.72232 | 3.9036 | 0.52242 | 0 | 0.52242 | 5.8104 | 96.8394 | 0.19039 | 0 | 0.41794 | 0 | 4.426
2007-01-05 15:00 | 0.305 | 37.3644 | 52.1375 | 47.4727 | 0.30853 | 0.55042 | 2.8885 | 2.8885 | 1.7 | 0 | 0.5202 | 2.8885 | 19.0555 | 0 | 0 | 0.097381 | 0.55042 | 1.2511 | 1.1885 | 0 | 0 | 0.19989 | 4.3738 | 0 | 0.70066 | -0.70066 | 5.0718 | 84.5301 | 0.19039 | 3.1774 | 0.44034 | 1.7 | 4.9242
2007-01-05 16:00 | 0.22488 | 25.0711 | 59.5706 | 60.6259 | 0.23007 | 0.41044 | 0 | 0 | 0 | 0 | 0 | 0 | 0 | 0 | 0 | 0 | 0.41044 | 0 | 0 | 0 | 0 | 0.9784 | 3.6731 | 0.41044 | 0 | 0.41044 | 5.4612 | 91.0197 | 0.18761 | 0 | 0.32835 | 0 | 4.0836
2007-01-05 17:00 | 0.088891 | 11.9814 | 64.284 | 74.237 | 0.090424 | 0.16132 | 0.83363 | 0.83363 | 0 | 0 | 0 | 0.83363 | 19.351 | 0 | 0 | 0 | 0.16132 | 0.87751 | 0.83363 | 0 | 0 | 0.56796 | 4.0425 | 0 | 0.71619 | -0.71619 | 4.7063 | 78.4376 | 0.18761 | 0.91699 | 0.12905 | 0 | 4.2038
2007-01-05 18:00 | 0.014838 | 0 | 67.2073 | 90 | 0 | 0 | 0.094145 | 0.094145 | 0 | 0 | 0 | 0.094145 | 0 | 0 | 1.3878e-17 | 0 | 0 | 0.099099 | 0.094145 | 0 | 0 | 1.3637 | 3.3263 | 0 | 0.099099 | -0.099099 | 4.6018 | 76.6966 | 0.18761 | 0.10356 | 0 | 0 | 3.3263
2007-01-05 19:00 | 0 | 0 | 68.7455 | 90 | 0 | 0 | 0.72082 | 0.72082 | 0 | 0 | 0 | 0.72082 | 0 | 0 | 0 | 0 | 0 | 0.75876 | 0.72082 | 0 | 0 | 1.4738 | 3.2272 | 0 | 0.75876 | -0.75876 | 3.802 | 63.3666 | 0.18761 | 0.7929 | 0 | 0 | 3.2272
2007-01-05 20:00 | 0 | 0 | 68.9145 | 90 | 0 | 0 | 0.60087 | 0.60087 | 0 | 0 | 0 | 0.60087 | 0 | 0 | 1.1102e-16 | 0 | 0 | 0.63249 | 0.60087 | 0 | 0 | 2.3169 | 2.4685 | 0 | 0.63249 | -0.63249 | 3.1353 | 52.2548 | 0.18761 | 0.66096 | 0 | 0 | 2.4685
2007-01-05 21:00 | 0 | 0 | 67.2384 | 90 | 0 | 0 | 0 | 0 | 0 | 0 | 0 | 0 | 0 | 0 | 0 | 0 | 0 | 0 | 0 | 0 | 0 | 3.0197 | 1.836 | 0 | 0 | 0 | 3.1353 | 52.2548 | 0.18761 | 0 | 0 | 0 | 1.836
2007-01-05 22:00 | 0 | 0 | 62.1143 | 90 | 0 | 0 | 0.21398 | 0.21398 | 0 | 0 | 0 | 0.21398 | 0 | 0 | 2.7756e-17 | 0 | 0 | 0.22524 | 0.21398 | 0 | 0 | 3.0197 | 1.836 | 0 | 0.22524 | -0.22524 | 2.8979 | 48.2978 | 0.18761 | 0.23538 | 0 | 0 | 1.836
2007-01-05 23:00 | 0 | 0 | 48.085 | 90 | 0 | 0 | 0.28599 | 0.28599 | 0 | 0 | 0 | 0.28599 | 0 | 0 | 5.5511e-17 | 0 | 0 | 0.30104 | 0.28599 | 0 | 0 | 3.2699 | 1.6107 | 0 | 0.30104 | -0.30104 | 2.5805 | 43.0091 | 0.18761 | 0.31459 | 0 | 0 | 1.6107
2007-01-06 | 0 | 0 | 8.6729 | 90 | 0 | 0 | 0.41052 | 0.41052 | 0 | 0 | 0 | 0.41052 | 0 | 0 | 0 | 0 | 0 | 0.43213 | 0.41052 | 0 | 0 | 3.6044 | 1.3097 | 0 | 0.43213 | -0.43213 | 2.125 | 35.4174 | 0.18761 | 0.45157 | 0 | 0 | 1.3097
2007-01-06 01:00 | 0 | 0 | -40.4483 | 90 | 0 | 0 | 0.21314 | 0.21314 | 0 | 0 | 0 | 0.21314 | 0 | 0 | 2.7756e-17 | 0 | 0 | 0.22436 | 0.21314 | 0 | 0 | 4.0846 | 0.87757 | 0 | 0.22436 | -0.22436 | 1.8886 | 31.4758 | 0.18761 | 0.23445 | 0 | 0 | 0.87757
2007-01-06 02:00 | 0 | 0 | -59.5948 | 90 | 0 | 0 | 0.31264 | 0.31264 | 0 | 0 | 0 | 0.31264 | 0 | 0 | 5.5511e-17 | 0 | 0 | 0.32909 | 0.31264 | 0 | 0 | 4.3339 | 0.65322 | 0 | 0.32909 | -0.32909 | 1.5417 | 25.6943 | 0.18761 | 0.3439 | 0 | 0 | 0.65322
2007-01-06 03:00 | 0 | 0 | -66.3751 | 90 | 0 | 0 | 0.024297 | 0.024297 | 0 | 0 | 0 | 0.024297 | 0 | 0 | 3.4694e-18 | 0 | 0 | 0.025576 | 0.024297 | 0 | 0 | 4.6995 | 0.32412 | 0 | 0.025576 | -0.025576 | 1.5147 | 25.2449 | 0.18761 | 0.026727 | 0 | 0 | 0.32412
2007-01-06 04:00 | 0 | 0 | -68.7781 | 90 | 0 | 0 | 0.66123 | 0.66123 | 1.7 | 0 | 0.5202 | 0.66123 | 0 | 0 | 0 | 0 | 0 | 0 | 0 | 1.0388 | 0.98683 | 4.7279 | 0.29855 | 0.98683 | 0 | 0.98683 | 2.4509 | 40.848 | 0.19208 | 0.72736 | 0 | 1.7 | 0.29855
2007-01-06 05:00 | 0 | 0 | -69.0525 | 90 | 0 | 0 | 0.46686 | 0.46686 | 1.7 | 0 | 0.5202 | 0.46686 | 0 | 0 | 0 | 0 | 0 | 0 | 0 | 1.2331 | 1.1715 | 3.7411 | 1.1867 | 1.1715 | 0 | 1.1715 | 3.5623 | 59.3708 | 0.197 | 0.51354 | 0 | 1.7 | 1.1867
2007-01-06 06:00 | 0.0010847 | 0 | -67.89 | 90 | 0 | 0 | 0.40295 | 0.40295 | 1.7 | 0 | 0.5202 | 0.40295 | 0 | 0 | 0 | 0 | 0 | 0 | 0 | 1.297 | 1.2322 | 2.5696 | 2.241 | 1.2322 | 0 | 1.2322 | 4.7312 | 78.8535 | 0.20157 | 0.44325 | 0 | 1.7 | 2.241
2007-01-06 07:00 | 0.13214 | 8.1103 | -65.3915 | 78.226 | 0.18161 | 0.324 | 0.18233 | 0.18233 | 1.2491 | 0 | 0.3971 | 0.18233 | 177.7017 | 0 | 0 | 0 | 0.324 | 0 | 0 | 1.0668 | 1.0134 | 1.3374 | 3.35 | 1.3374 | 0 | 1.3374 | 6 | 100 | 0.20098 | 0.20056 | 0.2592 | 1.7 | 3.674
2007-01-06 08:00 | 0.43028 | 21.3642 | -61.2686 | 64.5286 | 0.50454 | 0.9001 | 0 | 0 | 0 | 0 | 0 | 0 | 0 | 0.9001 | 0 | 0 | 0.9001 | 0 | 0 | 0 | 0 | 0 | 4.5537 | 0 | 0 | 0 | 6 | 100 | 0.20098 | 0 | 0.72008 | 0 | 5.4538
2007-01-06 09:00 | 0.71773 | 33.9572 | -54.7683 | 51.1879 | 0.80264 | 1.4319 | 0 | 0 | 0 | 0 | 0 | 0 | 0 | 1.4319 | 0 | 0 | 1.4319 | 0 | 0 | 0 | 0 | 0 | 4.5537 | 0 | 0 | 0 | 6 | 100 | 0.20098 | 0 | 1.1455 | 0 | 5.9856
2007-01-06 10:00 | 0.86076 | 45.2897 | -44.4015 | 38.6688 | 0.94256 | 1.6815 | 0.95546 | 0.95546 | 0 | 0 | 0 | 0.95546 | 175.9908 | 0.67578 | 0 | 0 | 1.6815 | 1.0057 | 0.95546 | 0 | 0 | 0 | 4.5537 | 0 | 0 | 0 | 6 | 100 | 0.20098 | 1.051 | 1.3452 | 0 | 6.2352
2007-01-06 11:00 | 0.93683 | 54.1182 | -27.807 | 28.1674 | 1.0159 | 1.8124 | 0 | 0 | 0 | 0 | 0 | 0 | 0 | 1.8124 | 0 | 0 | 1.8124 | 0 | 0 | 0 | 0 | 0 | 4.5537 | 0 | 0 | 0 | 6 | 100 | 0.20098 | 0 | 1.4499 | 0 | 6.3661
2007-01-06 12:00 | 0.99001 | 58.2612 | -3.92 | 22.7349 | 1.0703 | 1.9094 | 0 | 0 | 0 | 0 | 0 | 0 | 0 | 1.9094 | 0 | 0 | 1.9094 | 0 | 0 | 0 | 0 | 0 | 4.5537 | 0 | 0 | 0 | 6 | 100 | 0.20098 | 0 | 1.5276 | 0 | 6.4631
2007-01-06 13:00 | 1.0323 | 55.9566 | 21.3648 | 25.8173 | 1.1186 | 1.9956 | 1.3713 | 1.3713 | 0.425 | 0 | 0.17213 | 1.3713 | 145.5265 | 0.99949 | 0 | 0 | 1.9956 | 0.99609 | 0.94629 | 0 | 0 | 0 | 4.5537 | 0 | 0 | 0 | 6 | 100 | 0.20098 | 1.5084 | 1.5965 | 1.7 | 6.5493
2007-01-06 14:00 | 0.9025 | 48.2615 | 40.2284 | 35.2409 | 0.98471 | 1.7567 | 0.24144 | 0.24144 | 0 | 0 | 0 | 0.24144 | 727.619 | 1.5026 | 0 | 0 | 1.7567 | 0.25414 | 0.24144 | 0 | 0 | 0 | 4.5537 | 0 | 0 | 0 | 6 | 100 | 0.20098 | 0.26558 | 1.4054 | 0 | 6.3104
2007-01-06 15:00 | 0.74874 | 37.503 | 52.1782 | 47.3415 | 0.83034 | 1.4813 | 2.0052 | 2.0052 | 0.62515 | 0 | 0.22677 | 2.0052 | 73.8762 | 0.028699 | 0 | 0 | 1.4813 | 1.4526 | 1.38 | 0 | 0 | 0 | 4.5537 | 0 | 0 | 0 | 6 | 100 | 0.20098 | 2.2057 | 1.1851 | 1.7 | 6.035
2007-01-06 16:00 | 0.52151 | 25.2022 | 59.6317 | 60.5049 | 0.59983 | 1.0701 | 0.60204 | 0.60204 | 0 | 0 | 0 | 0.60204 | 177.7444 | 0.43637 | 0 | 0 | 1.0701 | 0.63373 | 0.60204 | 0 | 0 | 0 | 4.5537 | 0 | 0 | 0 | 6 | 100 | 0.20098 | 0.66225 | 0.85608 | 0 | 5.6238
2007-01-06 17:00 | 0.19971 | 12.1045 | 64.3571 | 74.1258 | 0.25175 | 0.44912 | 1.1029 | 1.1029 | 0 | 0 | 0 | 1.1029 | 40.7221 | 0 | 0 | 0 | 0.44912 | 1.1609 | 1.1029 | 0 | 0 | 0 | 4.5537 | 0 | 0.71181 | -0.71181 | 5.2497 | 87.4947 | 0.20098 | 1.2132 | 0.35929 | 0 | 5.0028
2007-01-06 18:00 | 0.011569 | 0 | 67.2915 | 90 | 0 | 0 | 0 | 0 | 0 | 0 | 0 | 0 | 0 | 0 | 0 | 0 | 0 | 0 | 0 | 0 | 0 | 0.7909 | 3.8419 | 0 | 0 | 0 | 5.2497 | 87.4947 | 0.20098 | 0 | 0 | 0 | 3.8419
2007-01-06 19:00 | 0 | 0 | 68.8439 | 90 | 0 | 0 | 0.94128 | 0.94128 | 0 | 0 | 0 | 0.94128 | 0 | 0 | 1.1102e-16 | 0 | 0 | 0.99082 | 0.94128 | 0 | 0 | 0.7909 | 3.8419 | 0 | 0.99082 | -0.99082 | 4.2053 | 70.0878 | 0.20098 | 1.0354 | 0 | 0 | 3.8419
2007-01-06 20:00 | 0 | 0 | 69.0348 | 90 | 0 | 0 | 0.099282 | 0.099282 | 0 | 0 | 0 | 0.099282 | 0 | 0 | 1.3878e-17 | 0 | 0 | 0.10451 | 0.099282 | 0 | 0 | 1.8918 | 2.8511 | 0 | 0.10451 | -0.10451 | 4.0951 | 68.2518 | 0.20098 | 0.10921 | 0 | 0 | 2.8511
2007-01-06 21:00 | 0 | 0 | 67.3963 | 90 | 0 | 0 | 0 | 0 | 0 | 0 | 0 | 0 | 0 | 0 | 0 | 0 | 0 | 0 | 0 | 0 | 0 | 2.0079 | 2.7465 | 0 | 0 | 0 | 4.0951 | 68.2518 | 0.20098 | 0 | 0 | 0 | 2.7465
2007-01-06 22:00 | 0 | 0 | 62.3449 | 90 | 0 | 0 | 0.34121 | 0.34121 | 0 | 0 | 0 | 0.34121 | 0 | 0 | 0 | 0 | 0 | 0.35917 | 0.34121 | 0 | 0 | 2.0079 | 2.7465 | 0 | 0.35917 | -0.35917 | 3.7165 | 61.9419 | 0.20098 | 0.37533 | 0 | 0 | 2.7465
2007-01-06 23:00 | 0 | 0 | 48.4715 | 90 | 0 | 0 | 0.11197 | 0.11197 | 0 | 0 | 0 | 0.11197 | 0 | 0 | 1.3878e-17 | 0 | 0 | 0.11787 | 0.11197 | 0 | 0 | 2.407 | 2.3874 | 0 | 0.11787 | -0.11787 | 3.5923 | 59.8712 | 0.20098 | 0.12317 | 0 | 0 | 2.3874
2007-01-07 | 0 | 0 | 9.1579 | 90 | 0 | 0 | 0.096838 | 0.096838 | 0 | 0 | 0 | 0.096838 | 0 | 0 | 1.3878e-17 | 0 | 0 | 0.10194 | 0.096838 | 0 | 0 | 2.538 | 2.2695 | 0 | 0.10194 | -0.10194 | 3.4848 | 58.0804 | 0.20098 | 0.10652 | 0 | 0 | 2.2695
2007-01-07 01:00 | 0 | 0 | -40.4609 | 90 | 0 | 0 | 0.21757 | 0.21757 | 0 | 0 | 0 | 0.21757 | 0 | 0 | 0 | 0 | 0 | 0.22903 | 0.21757 | 0 | 0 | 2.6512 | 2.1676 | 0 | 0.22903 | -0.22903 | 3.2434 | 54.0568 | 0.20098 | 0.23933 | 0 | 0 | 2.1676
2007-01-07 02:00 | 0 | 0 | -59.7191 | 90 | 0 | 0 | 0.57064 | 0.57064 | 0 | 0 | 0 | 0.57064 | 0 | 0 | 1.1102e-16 | 0 | 0 | 0.60067 | 0.57064 | 0 | 0 | 2.9057 | 1.9386 | 0 | 0.60067 | -0.60067 | 2.6103 | 43.5042 | 0.20098 | 0.6277 | 0 | 0 | 1.9386
2007-01-07 03:00 | 0 | 0 | -66.5019 | 90 | 0 | 0 | 0.10366 | 0.10366 | 0 | 0 | 0 | 0.10366 | 0 | 0 | 0 | 0 | 0 | 0.10912 | 0.10366 | 0 | 0 | 3.5731 | 1.3379 | 0 | 0.10912 | -0.10912 | 2.4952 | 41.5872 | 0.20098 | 0.11403 | 0 | 0 | 1.3379
2007-01-07 04:00 | 0 | 0 | -68.8988 | 90 | 0 | 0 | 0.251 | 0.251 | 0 | 0 | 0 | 0.251 | 0 | 0 | 5.5511e-17 | 0 | 0 | 0.26421 | 0.251 | 0 | 0 | 3.6944 | 1.2288 | 0 | 0.26421 | -0.26421 | 2.2167 | 36.9454 | 0.20098 | 0.2761 | 0 | 0 | 1.2288
2007-01-07 05:00 | 0 | 0 | -69.1705 | 90 | 0 | 0 | 0.27948 | 0.27948 | 0 | 0 | 0 | 0.27948 | 0 | 0 | 0 | 0 | 0 | 0.29419 | 0.27948 | 0 | 0 | 3.9879 | 0.96455 | 0 | 0.29419 | -0.29419 | 1.9066 | 31.7771 | 0.20098 | 0.30743 | 0 | 0 | 0.96455
2007-01-07 06:00 | 0.00096952 | 0 | -68.0106 | 90 | 0 | 0 | 0 | 0 | 0 | 0 | 0 | 0 | 0 | 0 | 0 | 0 | 0 | 0 | 0 | 0 | 0 | 4.3148 | 0.67036 | 0 | 0 | 0 | 1.9066 | 31.7771 | 0.20098 | 0 | 0 | 0 | 0.67036
2007-01-07 07:00 | 0.1093 | 8.0392 | -65.5207 | 78.3151 | 0.13859 | 0.24725 | 0 | 0 | 0 | 0 | 0 | 0 | 0 | 0 | 0 | 0 | 0.24725 | 0 | 0 | 0 | 0 | 4.3148 | 0.67036 | 0.24725 | 0 | 0.24725 | 2.1412 | 35.6864 | 0.19948 | 0 | 0.1978 | 0 | 0.91761
2007-01-07 08:00 | 0.30185 | 21.3088 | -61.4141 | 64.604 | 0.33897 | 0.60472 | 0.51355 | 0.51355 | 0 | 0 | 0 | 0.51355 | 117.7522 | 0 | 0 | 0 | 0.60472 | 0.54058 | 0.51355 | 0 | 0 | 4.0676 | 0.89288 | 0.064137 | 0 | 0.064137 | 2.202 | 36.7004 | 0.19909 | 0.5649 | 0.48377 | 0 | 1.4976
2007-01-07 09:00 | 0.56615 | 33.9232 | -54.94 | 51.2448 | 0.62904 | 1.1222 | 0.44702 | 0.44702 | 0 | 0 | 0 | 0.44702 | 251.0386 | 0 | 0 | 0 | 1.1222 | 0.47055 | 0.44702 | 0 | 0 | 4.0034 | 0.95061 | 0.65165 | 0 | 0.65165 | 2.8202 | 47.004 | 0.19525 | 0.49173 | 0.89776 | 0 | 2.0728
2007-01-07 10:00 | 0.84077 | 45.2871 | -44.6096 | 38.697 | 0.92012 | 1.6415 | 2.2194 | 2.2194 | 1.7 | 0 | 0.5202 | 2.2194 | 73.9596 | 0 | 0 | 0 | 1.6415 | 0.54679 | 0.51945 | 0 | 0 | 3.3518 | 1.5371 | 1.0947 | 0 | 1.0947 | 3.8588 | 64.3128 | 0.19661 | 2.4414 | 1.3132 | 1.7 | 3.1786
2007-01-07 11:00 | 0.80388 | 54.1623 | -28.0453 | 28.1456 | 0.86711 | 1.5469 | 0.14128 | 0.14128 | 0.88878 | 0 | 0.29874 | 0.14128 | 1094.966 | 0 | 0 | 0 | 1.5469 | 0 | 0 | 0.74751 | 0.71013 | 2.2571 | 2.5223 | 2.2571 | 0 | 2.2571 | 6 | 100 | 0.18845 | 0.1554 | 1.2375 | 1.7 | 4.0693
2007-01-07 12:00 | 0.95435 | 58.3616 | -4.1229 | 22.6376 | 1.031 | 1.8394 | 0 | 0 | 0 | 0 | 0 | 0 | 0 | 1.8394 | 0 | 0 | 1.8394 | 0 | 0 | 0 | 0 | 0 | 4.5537 | 0 | 0 | 0 | 6 | 100 | 0.18845 | 0 | 1.4715 | 0 | 6.3931
2007-01-07 13:00 | 0.93103 | 56.0946 | 21.2772 | 25.6741 | 1.0075 | 1.7973 | 0 | 0 | 0 | 0 | 0 | 0 | 0 | 1.7973 | 0 | 0 | 1.7973 | 0 | 0 | 0 | 0 | 0 | 4.5537 | 0 | 0 | 0 | 6 | 100 | 0.18845 | 0 | 1.4379 | 0 | 6.351
2007-01-07 14:00 | 0.87279 | 48.4078 | 40.2334 | 35.0974 | 0.95148 | 1.6974 | 0.33216 | 0.33216 | 0 | 0 | 0 | 0.33216 | 511.0236 | 1.3478 | 0 | 0 | 1.6974 | 0.34965 | 0.33216 | 0 | 0 | 0 | 4.5537 | 0 | 0 | 0 | 6 | 100 | 0.18845 | 0.36538 | 1.3579 | 0 | 6.2511
2007-01-07 15:00 | 0.71581 | 37.6442 | 52.227 | 47.2088 | 0.79282 | 1.4144 | 0.034633 | 0.034633 | 0 | 0 | 0 | 0.034633 | 4083.928 | 1.3779 | 0 | 0 | 1.4144 | 0.036456 | 0.034633 | 0 | 0 | 0 | 4.5537 | 0 | 0 | 0 | 6 | 100 | 0.18845 | 0.038096 | 1.1315 | 0 | 5.9681
2007-01-07 16:00 | 0.49119 | 25.3349 | 59.7001 | 60.3835 | 0.56373 | 1.0057 | 2.1578 | 2.1578 | 1.2024 | 0 | 0.38434 | 2.1578 | 46.6081 | 0 | 0 | 0 | 1.0057 | 1.0057 | 0.95541 | 0 | 0 | 0 | 4.5537 | 0 | 0 | 0 | 6 | 100 | 0.18845 | 2.3735 | 0.80455 | 1.7 | 5.5594
2007-01-07 17:00 | 0.20932 | 12.2282 | 64.4372 | 74.015 | 0.26525 | 0.47321 | 0.29551 | 0.29551 | 0 | 0 | 0 | 0.29551 | 160.1305 | 0.16214 | 0 | 0 | 0.47321 | 0.31107 | 0.29551 | 0 | 0 | 0 | 4.5537 | 0 | 0 | 0 | 6 | 100 | 0.18845 | 0.32506 | 0.37857 | 0 | 5.0269
2007-01-07 18:00 | 0.014562 | 0 | 67.3825 | 90 | 0 | 0 | 0 | 0 | 0 | 0 | 0 | 0 | 0 | 0 | 0 | 0 | 0 | 0 | 0 | 0 | 0 | 0 | 4.5537 | 0 | 0 | 0 | 6 | 100 | 0.18845 | 0 | 0 | 0 | 4.5537
2007-01-07 19:00 | 0 | 0 | 68.9492 | 90 | 0 | 0 | 0.80697 | 0.80697 | 0 | 0 | 0 | 0.80697 | 0 | 0 | 0 | 0 | 0 | 0.84944 | 0.80697 | 0 | 0 | 0 | 4.5537 | 0 | 0.84944 | -0.84944 | 5.1046 | 85.0768 | 0.18845 | 0.88767 | 0 | 0 | 4.5537
2007-01-07 20:00 | 0 | 0 | 69.1624 | 90 | 0 | 0 | 0.78244 | 0.78244 | 0 | 0 | 0 | 0.78244 | 0 | 0 | 0 | 0 | 0 | 0.82362 | 0.78244 | 0 | 0 | 0.94383 | 3.7042 | 0 | 0.82362 | -0.82362 | 4.2365 | 70.6074 | 0.18845 | 0.86068 | 0 | 0 | 3.7042
2007-01-07 21:00 | 0 | 0 | 67.5624 | 90 | 0 | 0 | 0 | 0 | 0 | 0 | 0 | 0 | 0 | 0 | 0 | 0 | 0 | 0 | 0 | 0 | 0 | 1.859 | 2.8806 | 0 | 0 | 0 | 4.2365 | 70.6074 | 0.18845 | 0 | 0 | 0 | 2.8806
2007-01-07 22:00 | 0 | 0 | 62.5855 | 90 | 0 | 0 | 0.13372 | 0.13372 | 0 | 0 | 0 | 0.13372 | 0 | 0 | 2.7756e-17 | 0 | 0 | 0.14075 | 0.13372 | 0 | 0 | 1.859 | 2.8806 | 0 | 0.14075 | -0.14075 | 4.0881 | 68.1346 | 0.18845 | 0.14709 | 0 | 0 | 2.8806
2007-01-07 23:00 | 0 | 0 | 48.8702 | 90 | 0 | 0 | 0.044468 | 0.044468 | 0 | 0 | 0 | 0.044468 | 0 | 0 | 6.9389e-18 | 0 | 0 | 0.046808 | 0.044468 | 0 | 0 | 2.0154 | 2.7399 | 0 | 0.046808 | -0.046808 | 4.0387 | 67.3122 | 0.18845 | 0.048915 | 0 | 0 | 2.7399
2007-01-08 | 0 | 0 | 9.6491 | 90 | 0 | 0 | 0.15705 | 0.15705 | 0 | 0 | 0 | 0.15705 | 0 | 0 | 2.7756e-17 | 0 | 0 | 0.16532 | 0.15705 | 0 | 0 | 2.0674 | 2.6931 | 0 | 0.16532 | -0.16532 | 3.8645 | 64.4079 | 0.18845 | 0.17276 | 0 | 0 | 2.6931
2007-01-08 01:00 | 0 | 0 | -40.4914 | 90 | 0 | 0 | 0.38436 | 0.38436 | 0 | 0 | 0 | 0.38436 | 0 | 0 | 5.5511e-17 | 0 | 0 | 0.40459 | 0.38436 | 0 | 0 | 2.251 | 2.5277 | 0 | 0.40459 | -0.40459 | 3.438 | 57.3 | 0.18845 | 0.4228 | 0 | 0 | 2.5277
2007-01-08 02:00 | 0 | 0 | -59.8578 | 90 | 0 | 0 | 0.17132 | 0.17132 | 0 | 0 | 0 | 0.17132 | 0 | 0 | 2.7756e-17 | 0 | 0 | 0.18034 | 0.17132 | 0 | 0 | 2.7006 | 2.1232 | 0 | 0.18034 | -0.18034 | 3.2479 | 54.1317 | 0.18845 | 0.18846 | 0 | 0 | 2.1232
2007-01-08 03:00 | 0 | 0 | -66.6391 | 90 | 0 | 0 | 0.13048 | 0.13048 | 0 | 0 | 0 | 0.13048 | 0 | 0 | 2.7756e-17 | 0 | 0 | 0.13735 | 0.13048 | 0 | 0 | 2.901 | 1.9428 | 0 | 0.13735 | -0.13735 | 3.1031 | 51.7187 | 0.18845 | 0.14353 | 0 | 0 | 1.9428
2007-01-08 04:00 | 0 | 0 | -69.0278 | 90 | 0 | 0 | 0.36487 | 0.36487 | 0 | 0 | 0 | 0.36487 | 0 | 0 | 5.5511e-17 | 0 | 0 | 0.38408 | 0.36487 | 0 | 0 | 3.0536 | 1.8055 | 0 | 0.38408 | -0.38408 | 2.6983 | 44.9711 | 0.18845 | 0.40136 | 0 | 0 | 1.8055
2007-01-08 05:00 | 0 | 0 | -69.2957 | 90 | 0 | 0 | 0 | 0 | 0 | 0 | 0 | 0 | 0 | 0 | 0 | 0 | 0 | 0 | 0 | 0 | 0 | 3.4803 | 1.4214 | 0 | 0 | 0 | 2.6983 | 44.9711 | 0.18845 | 0 | 0 | 0 | 1.4214
2007-01-08 06:00 | 0.00088601 | 0 | -68.1377 | 90 | 0 | 0 | 0.31234 | 0.31234 | 0 | 0 | 0 | 0.31234 | 0 | 0 | 5.5511e-17 | 0 | 0 | 0.32878 | 0.31234 | 0 | 0 | 3.4803 | 1.4214 | 0 | 0.32878 | -0.32878 | 2.3517 | 39.195 | 0.18845 | 0.34358 | 0 | 0 | 1.4214
2007-01-08 07:00 | 0.15475 | 7.9707 | -65.6561 | 78.4024 | 0.22064 | 0.39362 | 0.33808 | 0.33808 | 0 | 0 | 0 | 0.33808 | 116.4279 | 0 | 0 | 0 | 0.39362 | 0.35588 | 0.33808 | 0 | 0 | 3.8457 | 1.0926 | 0.037746 | 0 | 0.037746 | 2.3875 | 39.7918 | 0.18826 | 0.37189 | 0.3149 | 0 | 1.4862
2007-01-08 08:00 | 0.38366 | 21.2567 | -61.5657 | 64.6771 | 0.44813 | 0.79947 | 1.041 | 1.041 | 0 | 0 | 0 | 1.041 | 76.7998 | 0 | 0 | 0 | 0.79947 | 1.0958 | 1.041 | 0 | 0 | 3.8079 | 1.1266 | 0 | 0.2963 | -0.2963 | 2.0752 | 34.5864 | 0.18826 | 1.1451 | 0.63958 | 0 | 1.926
2007-01-08 09:00 | 0.5146 | 33.8933 | -55.1178 | 51.2987 | 0.56593 | 1.0096 | 1.0984 | 1.0984 | 1.7 | 0 | 0.5202 | 1.0984 | 91.9123 | 0 | 0 | 0 | 1.0096 | 0 | 0 | 0.60155 | 0.57147 | 4.1371 | 0.83027 | 1.5811 | 0 | 1.5811 | 3.5751 | 59.5855 | 0.19056 | 1.2083 | 0.80769 | 1.7 | 1.8399
2007-01-08 10:00 | 0.72628 | 45.2895 | -44.8236 | 38.7213 | 0.7916 | 1.4122 | 2.3127 | 2.3127 | 1.7 | 0 | 0.5202 | 2.3127 | 61.0634 | 0 | 0 | 0 | 1.4122 | 0.64494 | 0.6127 | 0 | 0 | 2.556 | 2.2532 | 0.76727 | 0 | 0.76727 | 4.303 | 71.717 | 0.19245 | 2.544 | 1.1298 | 1.7 | 3.6655
2007-01-08 11:00 | 0.79882 | 54.2123 | -28.288 | 28.1186 | 0.86094 | 1.5359 | 2.5742 | 2.5742 | 1.7 | 0 | 0.5202 | 2.5742 | 59.6652 | 0 | 0 | 0 | 1.5359 | 0.92025 | 0.87424 | 0 | 0 | 1.7888 | 2.9438 | 0.61567 | 0 | 0.61567 | 4.8871 | 81.4516 | 0.19332 | 2.8317 | 1.2287 | 1.7 | 4.4797
2007-01-08 12:00 | 0.95362 | 58.4684 | -4.3256 | 22.5341 | 1.0299 | 1.8373 | 0.039711 | 0.039711 | 0 | 0 | 0 | 0.039711 | 4626.598 | 0.62236 | 0 | 0 | 1.8373 | 0.041801 | 0.039711 | 0 | 0 | 1.1731 | 3.4979 | 1.1731 | 0 | 1.1731 | 6 | 100 | 0.18783 | 0.043682 | 1.4698 | 0 | 5.3352
2007-01-08 13:00 | 0.97159 | 56.2381 | 21.1957 | 25.5258 | 1.0513 | 1.8756 | 2.0141 | 2.0141 | 0.63407 | 0 | 0.2292 | 2.0141 | 93.1229 | 0.42293 | 0 | 0 | 1.8756 | 1.4526 | 1.38 | 0 | 0 | 0 | 4.5537 | 0 | 0 | 0 | 6 | 100 | 0.18783 | 2.2155 | 1.5005 | 1.7 | 6.4293
2007-01-08 14:00 | 0.87188 | 48.5581 | 40.2466 | 34.951 | 0.94997 | 1.6948 | 1.5726 | 1.5726 | 0.425 | 0 | 0.17213 | 1.5726 | 107.7688 | 0.48677 | 0 | 0 | 1.6948 | 1.208 | 1.1476 | 0 | 0 | 0 | 4.5537 | 0 | 0 | 0 | 6 | 100 | 0.18783 | 1.7298 | 1.3558 | 1.7 | 6.2484
2007-01-08 15:00 | 0.65132 | 37.788 | 52.2838 | 47.0748 | 0.71954 | 1.2837 | 1.036 | 1.036 | 0 | 0 | 0 | 1.036 | 123.9098 | 0.19317 | 0 | 0 | 1.2837 | 1.0905 | 1.036 | 0 | 0 | 0 | 4.5537 | 0 | 0 | 0 | 6 | 100 | 0.18783 | 1.1396 | 1.0269 | 0 | 5.8373
2007-01-08 16:00 | 0.41507 | 25.469 | 59.776 | 60.2617 | 0.47054 | 0.83944 | 1.8959 | 1.8959 | 1.0985 | 0 | 0.35598 | 1.8959 | 44.2755 | 1.1102e-16 | 0 | 0 | 0.83944 | 0.83944 | 0.79746 | 0 | 0 | 0 | 4.5537 | 0 | 0 | 0 | 6 | 100 | 0.18783 | 2.0855 | 0.67155 | 1.7 | 5.3931
2007-01-08 17:00 | 0.19257 | 12.3525 | 64.5242 | 73.9046 | 0.23774 | 0.42412 | 1.2385 | 1.2385 | 0 | 0 | 0 | 1.2385 | 34.245 | 0 | 0 | 0 | 0.42412 | 1.3037 | 1.2385 | 0 | 0 | 0 | 4.5537 | 0 | 0.87955 | -0.87955 | 5.0729 | 84.548 | 0.18783 | 1.3623 | 0.3393 | 0 | 4.9778
2007-01-08 18:00 | 0.016691 | 0 | 67.4801 | 90 | 0 | 0 | 1.3013 | 1.3013 | 1.7 | 0 | 0.5202 | 1.3013 | 0 | 0 | 0 | 0 | 0 | 0 | 0 | 0.39873 | 0.37879 | 0.97728 | 3.6741 | 0.37879 | 0 | 0.37879 | 5.4322 | 90.5372 | 0.18903 | 1.4314 | 0 | 1.7 | 3.6741
2007-01-08 19:00 | 0 | 0 | 69.0613 | 90 | 0 | 0 | 2.524 | 2.524 | 1.7 | 0 | 0.5202 | 2.524 | 0 | 0 | 0 | 0 | 0 | 0.8674 | 0.82403 | 0 | 0 | 0.59848 | 4.0151 | 0 | 0.8674 | -0.8674 | 4.5179 | 75.2986 | 0.18903 | 2.7764 | 0 | 1.7 | 4.0151
2007-01-08 20:00 | 0 | 0 | 69.2972 | 90 | 0 | 0 | 2.1914 | 2.1914 | 1.7 | 0 | 0.5202 | 2.1914 | 0 | 0 | 0 | 0 | 0 | 0.51731 | 0.49144 | 0 | 0 | 1.5623 | 3.1477 | 0 | 0.51731 | -0.51731 | 3.9726 | 66.2105 | 0.18903 | 2.4106 | 0 | 1.7 | 3.1477
2007-01-08 21:00 | 0 | 0 | 67.7367 | 90 | 0 | 0 | 1.2581 | 1.2581 | 1.7 | 0 | 0.5202 | 1.2581 | 0 | 0 | 0 | 0 | 0 | 0 | 0 | 0.44188 | 0.41979 | 2.137 | 2.6304 | 0.41979 | 0 | 0.41979 | 4.3709 | 72.8479 | 0.19032 | 1.3839 | 0 | 1.7 | 2.6304
2007-01-08 22:00 | 0 | 0 | 62.8359 | 90 | 0 | 0 | 0.42046 | 0.42046 | 1.7 | 0 | 0.5202 | 0.42046 | 0 | 0 | 0 | 0 | 0 | 0 | 0 | 1.2795 | 1.2156 | 1.7173 | 3.0082 | 1.2156 | 0 | 1.2156 | 5.5241 | 92.0677 | 0.19391 | 0.4625 | 0 | 1.7 | 3.0082
2007-01-08 23:00 | 0 | 0 | 49.2809 | 90 | 0 | 0 | 0 | 0 | 0 | 0 | 0 | 0 | 0 | 0 | 0 | 0 | 0 | 0 | 0 | 0 | 0 | 0.50169 | 4.1022 | 0 | 0 | 0 | 5.5241 | 92.0677 | 0.19391 | 0 | 0 | 0 | 4.1022
2007-01-09 | 0 | 0 | 10.147 | 90 | 0 | 0 | 0.29097 | 0.29097 | 0 | 0 | 0 | 0.29097 | 0 | 0 | 5.5511e-17 | 0 | 0 | 0.30629 | 0.29097 | 0 | 0 | 0.50169 | 4.1022 | 0 | 0.30629 | -0.30629 | 5.2012 | 86.6868 | 0.19391 | 0.32007 | 0 | 0 | 4.1022
2007-01-09 01:00 | 0 | 0 | -40.5403 | 90 | 0 | 0 | 0.32054 | 0.32054 | 0 | 0 | 0 | 0.32054 | 0 | 0 | 5.5511e-17 | 0 | 0 | 0.33741 | 0.32054 | 0 | 0 | 0.842 | 3.7959 | 0 | 0.33741 | -0.33741 | 4.8456 | 80.759 | 0.19391 | 0.3526 | 0 | 0 | 3.7959
2007-01-09 02:00 | 0 | 0 | -60.0109 | 90 | 0 | 0 | 0.36051 | 0.36051 | 0 | 0 | 0 | 0.36051 | 0 | 0 | 5.5511e-17 | 0 | 0 | 0.37949 | 0.36051 | 0 | 0 | 1.2169 | 3.4585 | 0 | 0.37949 | -0.37949 | 4.4455 | 74.0921 | 0.19391 | 0.39656 | 0 | 0 | 3.4585
2007-01-09 03:00 | 0 | 0 | -66.7868 | 90 | 0 | 0 | 0.36985 | 0.36985 | 0 | 0 | 0 | 0.36985 | 0 | 0 | 5.5511e-17 | 0 | 0 | 0.38932 | 0.36985 | 0 | 0 | 1.6386 | 3.079 | 0 | 0.38932 | -0.38932 | 4.0352 | 67.2525 | 0.19391 | 0.40684 | 0 | 0 | 3.079
2007-01-09 04:00 | 0 | 0 | -69.165 | 90 | 0 | 0 | 0.46727 | 0.46727 | 0 | 0 | 0 | 0.46727 | 0 | 0 | 5.5511e-17 | 0 | 0 | 0.49187 | 0.46727 | 0 | 0 | 2.0711 | 2.6897 | 0 | 0.49187 | -0.49187 | 3.5167 | 58.6113 | 0.19391 | 0.514 | 0 | 0 | 2.6897
2007-01-09 05:00 | 0 | 0 | -69.4279 | 90 | 0 | 0 | 0 | 0 | 0 | 0 | 0 | 0 | 0 | 0 | 0 | 0 | 0 | 0 | 0 | 0 | 0 | 2.6177 | 2.1978 | 0 | 0 | 0 | 3.5167 | 58.6113 | 0.19391 | 0 | 0 | 0 | 2.1978
2007-01-09 06:00 | 0.00068669 | 0 | -68.2712 | 90 | 0 | 0 | 0.37105 | 0.37105 | 0 | 0 | 0 | 0.37105 | 0 | 0 | 0 | 0 | 0 | 0.39058 | 0.37105 | 0 | 0 | 2.6177 | 2.1978 | 0 | 0.39058 | -0.39058 | 3.105 | 51.7495 | 0.19391 | 0.40815 | 0 | 0 | 2.1978
2007-01-09 07:00 | 0.11023 | 7.9049 | -65.7977 | 78.488 | 0.14178 | 0.25293 | 1.6607 | 1.6607 | 1.7 | 0 | 0.5202 | 1.6607 | 15.2305 | 0 | 0 | 0 | 0.25293 | 0 | 0 | 0.039293 | 0.037329 | 3.0516 | 1.8072 | 0.29026 | 0 | 0.29026 | 3.3803 | 56.339 | 0.19456 | 1.8268 | 0.20235 | 1.7 | 2.0602
2007-01-09 08:00 | 0.3135 | 21.2079 | -61.7234 | 64.7478 | 0.35522 | 0.63372 | 1.4724 | 1.4724 | 1.7 | 0 | 0.5202 | 1.4724 | 43.0395 | 0 | 0 | 0 | 0.63372 | 0 | 0 | 0.22758 | 0.2162 | 2.7614 | 2.0685 | 0.84992 | 0 | 0.84992 | 4.1867 | 69.7774 | 0.1965 | 1.6197 | 0.50698 | 1.7 | 2.7022
2007-01-09 09:00 | 0.52715 | 33.8673 | -55.3017 | 51.3495 | 0.58129 | 1.037 | 1.673 | 1.673 | 1.7 | 0 | 0.5202 | 1.673 | 61.9853 | 0 | 0 | 0 | 1.037 | 0 | 0 | 0.026973 | 0.025625 | 1.9114 | 2.8334 | 1.0627 | 0 | 1.0627 | 5.1948 | 86.5794 | 0.19866 | 1.8403 | 0.82962 | 1.7 | 3.8704
2007-01-09 10:00 | 0.83414 | 45.2968 | -45.0434 | 38.7416 | 0.91209 | 1.6272 | 0.42542 | 0.42542 | 0 | 0 | 0 | 0.42542 | 382.4862 | 0.33057 | 0 | 0 | 1.6272 | 0.44781 | 0.42542 | 0 | 0 | 0.84879 | 3.7898 | 0.84879 | 0 | 0.84879 | 6 | 100 | 0.19503 | 0.46796 | 1.3017 | 0 | 5.417
2007-01-09 11:00 | 0.90801 | 54.268 | -28.5352 | 28.0865 | 0.98333 | 1.7543 | 0.63075 | 0.63075 | 0 | 0 | 0 | 0.63075 | 278.1241 | 1.0903 | 0 | 0 | 1.7543 | 0.66394 | 0.63075 | 0 | 0 | 0 | 4.5537 | 0 | 0 | 0 | 6 | 100 | 0.19503 | 0.69382 | 1.4034 | 0 | 6.3079
2007-01-09 12:00 | 1.0629 | 58.5815 | -4.5282 | 22.4244 | 1.1486 | 2.049 | 2.5967 | 2.5967 | 1.2167 | 0 | 0.38825 | 2.5967 | 78.9101 | 0.59641 | 0 | 0 | 2.049 | 1.4526 | 1.38 | 0 | 0 | 0 | 4.5537 | 0 | 0 | 0 | 6 | 100 | 0.19503 | 2.8564 | 1.6392 | 1.7 | 6.6027
2007-01-09 13:00 | 1.0751 | 56.3872 | 21.1202 | 25.3725 | 1.164 | 2.0765 | 0.86339 | 0.86339 | 0 | 0 | 0 | 0.86339 | 240.505 | 1.1677 | 0 | 0 | 2.0765 | 0.90883 | 0.86339 | 0 | 0 | 0 | 4.5537 | 0 | 0 | 0 | 6 | 100 | 0.19503 | 0.94973 | 1.6612 | 0 | 6.6302
2007-01-09 14:00 | 0.90672 | 48.7123 | 40.2682 | 34.8018 | 0.98779 | 1.7622 | 0.73329 | 0.73329 | 0 | 0 | 0 | 0.73329 | 240.316 | 0.99033 | 0 | 0 | 1.7622 | 0.77189 | 0.73329 | 0 | 0 | 0 | 4.5537 | 0 | 0 | 0 | 6 | 100 | 0.19503 | 0.80662 | 1.4098 | 0 | 6.3159
2007-01-09 15:00 | 0.70434 | 37.9341 | 52.3487 | 46.9395 | 0.77881 | 1.3894 | 2.4367 | 2.4367 | 1.1168 | 0 | 0.36097 | 2.4367 | 57.0199 | 0 | 0 | 0 | 1.3894 | 1.3894 | 1.3199 | 0 | 0 | 0 | 4.5537 | 0 | 0 | 0 | 6 | 100 | 0.19503 | 2.6803 | 1.1115 | 1.7 | 5.9431
2007-01-09 16:00 | 0.45231 | 25.6044 | 59.8593 | 60.1398 | 0.51633 | 0.92114 | 2.3192 | 2.3192 | 1.4441 | 0 | 0.45034 | 2.3192 | 39.7182 | 1.1102e-16 | 0 | 0 | 0.92114 | 0.92114 | 0.87508 | 0 | 0 | 0 | 4.5537 | 0 | 0 | 0 | 6 | 100 | 0.19503 | 2.5511 | 0.73691 | 1.7 | 5.4748
2007-01-09 17:00 | 0.20498 | 12.4772 | 64.6182 | 73.7948 | 0.25594 | 0.45661 | 0.58213 | 0.58213 | 0 | 0 | 0 | 0.58213 | 78.4367 | 0 | 0 | 0 | 0.45661 | 0.61277 | 0.58213 | 0 | 0 | 0 | 4.5537 | 0 | 0.15617 | -0.15617 | 5.8354 | 97.2565 | 0.19503 | 0.64035 | 0.36528 | 0 | 5.0103
2007-01-09 18:00 | 0.015456 | 0 | 67.5845 | 90 | 0 | 0 | 2.9707 | 2.9707 | 1.7 | 0 | 0.5202 | 2.9707 | 0 | 0 | 0 | 0.18774 | 0 | 1.3376 | 1.2707 | 0 | 0 | 0.17352 | 4.3975 | 0 | 1.3376 | -1.3376 | 4.4255 | 73.7581 | 0.19503 | 3.2677 | 0 | 1.7 | 4.3975
2007-01-09 19:00 | 0 | 0 | 69.1801 | 90 | 0 | 0 | 3.3804 | 3.08 | 1.7 | 0 | 0.5202 | 3.08 | 0 | 0 | 0.30036 | 0.63839 | 0 | 1.4526 | 1.38 | 0 | 0 | 1.6597 | 3.06 | 0 | 1.4526 | -1.4526 | 2.8943 | 48.238 | 0.19503 | 3.7184 | 0 | 1.7 | 3.06
2007-01-09 20:00 | 0 | 0 | 69.4393 | 90 | 0 | 0 | 2.9017 | 2.9017 | 1.7 | 0 | 0.5202 | 2.9017 | 0 | 0 | 0 | 0.11192 | 0 | 1.265 | 1.2017 | 0 | 0 | 3.2737 | 1.6073 | 0 | 1.265 | -1.265 | 1.5609 | 26.0143 | 0.19503 | 3.1919 | 0 | 1.7 | 1.6073
2007-01-09 21:00 | 0 | 0 | 67.9191 | 90 | 0 | 0 | 0 | 0 | 1.4526 | 0 | 0.45267 | 0 | 0 | 0 | 0 | 0 | 0 | 0 | 0 | 1.4526 | 1.38 | 4.6793 | 0.34234 | 1.38 | 0 | 1.38 | 2.87 | 47.834 | 0.19592 | 0 | 0 | 1.7 | 0.34234
2007-01-09 22:00 | 0 | 0 | 63.0962 | 90 | 0 | 0 | 0.33998 | 0.33998 | 1.7 | 0 | 0.5202 | 0.33998 | 0 | 0 | 0 | 0 | 0 | 0 | 0 | 1.36 | 1.292 | 3.2993 | 1.5843 | 1.292 | 0 | 1.292 | 4.0958 | 68.2626 | 0.19864 | 0.37397 | 0 | 1.7 | 1.5843
2007-01-09 23:00 | 0 | 0 | 49.7039 | 90 | 0 | 0 | 0.23783 | 0.23783 | 1.6905 | 0 | 0.5176 | 0.23783 | 0 | 2.2204e-16 | 0 | 0 | 0 | 0 | 0 | 1.4526 | 1.38 | 2.0073 | 2.7472 | 1.38 | 0 | 1.38 | 5.4049 | 90.0823 | 0.20081 | 0.26162 | 0 | 1.7 | 2.7472
2007-01-10 | 0 | 0 | 10.6521 | 90 | 0 | 0 | 0 | 0 | 0 | 0 | 0 | 0 | 0 | 0 | 0 | 0 | 0 | 0 | 0 | 0 | 0 | 0.62725 | 3.9892 | 0 | 0 | 0 | 5.4049 | 90.0823 | 0.20081 | 0 | 0 | 0 | 3.9892
2007-01-10 01:00 | 0 | 0 | -40.6081 | 90 | 0 | 0 | 0 | 0 | 0 | 0 | 0 | 0 | 0 | 0 | 0 | 0 | 0 | 0 | 0 | 0 | 0 | 0.62725 | 3.9892 | 0 | 0 | 0 | 5.4049 | 90.0823 | 0.20081 | 0 | 0 | 0 | 3.9892
2007-01-10 02:00 | 0 | 0 | -60.1787 | 90 | 0 | 0 | 0.15054 | 0.15054 | 0 | 0 | 0 | 0.15054 | 0 | 0 | 2.7756e-17 | 0 | 0 | 0.15846 | 0.15054 | 0 | 0 | 0.62725 | 3.9892 | 0 | 0.15846 | -0.15846 | 5.2379 | 87.2984 | 0.20081 | 0.16559 | 0 | 0 | 3.9892
2007-01-10 03:00 | 0 | 0 | -66.945 | 90 | 0 | 0 | 0.21148 | 0.21148 | 0 | 0 | 0 | 0.21148 | 0 | 0 | 2.7756e-17 | 0 | 0 | 0.22261 | 0.21148 | 0 | 0 | 0.80332 | 3.8307 | 0 | 0.22261 | -0.22261 | 5.0033 | 83.3875 | 0.20081 | 0.23263 | 0 | 0 | 3.8307
2007-01-10 04:00 | 0 | 0 | -69.3105 | 90 | 0 | 0 | 0.10361 | 0.10361 | 0 | 0 | 0 | 0.10361 | 0 | 0 | 0 | 0 | 0 | 0.10907 | 0.10361 | 0 | 0 | 1.0507 | 3.6081 | 0 | 0.10907 | -0.10907 | 4.8883 | 81.4714 | 0.20081 | 0.11397 | 0 | 0 | 3.6081
2007-01-10 05:00 | 0 | 0 | -69.5671 | 90 | 0 | 0 | 0.18648 | 0.18648 | 0 | 0 | 0 | 0.18648 | 0 | 0 | 2.7756e-17 | 0 | 0 | 0.1963 | 0.18648 | 0 | 0 | 1.1719 | 3.499 | 0 | 0.1963 | -0.1963 | 4.6814 | 78.0228 | 0.20081 | 0.20513 | 0 | 0 | 3.499
2007-01-10 06:00 | 0.00061944 | 0 | -68.4111 | 90 | 0 | 0 | 0.18642 | 0.18642 | 0 | 0 | 0 | 0.18642 | 0 | 0 | 0 | 0 | 0 | 0.19623 | 0.18642 | 0 | 0 | 1.39 | 3.3027 | 0 | 0.19623 | -0.19623 | 4.4745 | 74.5754 | 0.20081 | 0.20506 | 0 | 0 | 3.3027
2007-01-10 07:00 | 0.13518 | 7.8418 | -65.9453 | 78.5717 | 0.18972 | 0.33845 | 0 | 0 | 0 | 0 | 0 | 0 | 0 | 0 | 0 | 0 | 0.33845 | 0 | 0 | 0 | 0 | 1.608 | 3.1065 | 0.33845 | 0 | 0.33845 | 4.7956 | 79.9268 | 0.19948 | 0 | 0.27076 | 0 | 3.4449
2007-01-10 08:00 | 0.36503 | 21.1624 | -61.887 | 64.8161 | 0.42432 | 0.75698 | 1.0624 | 1.0624 | 0 | 0 | 0 | 1.0624 | 71.2495 | 0 | 2.2204e-16 | 0 | 0.75698 | 1.1184 | 1.0624 | 0 | 0 | 1.2695 | 3.4111 | 0 | 0.36137 | -0.36137 | 4.4147 | 73.5781 | 0.19948 | 1.1687 | 0.60558 | 0 | 4.1681
2007-01-10 09:00 | 0.59317 | 33.8454 | -55.4916 | 51.3972 | 0.6602 | 1.1778 | 0.66603 | 0.66603 | 0 | 0 | 0 | 0.66603 | 176.8389 | 0 | 0 | 0 | 1.1778 | 0.70109 | 0.66603 | 0 | 0 | 1.6711 | 3.0497 | 0.47672 | 0 | 0.47672 | 4.8669 | 81.1157 | 0.19762 | 0.73264 | 0.94224 | 0 | 4.2275
2007-01-10 10:00 | 0.86821 | 45.3089 | -45.2692 | 38.7579 | 0.94937 | 1.6937 | 1.6702 | 1.6702 | 1.1958 | 0 | 0.38256 | 1.6702 | 101.4073 | 0 | 0 | 0 | 1.6937 | 0.49933 | 0.47436 | 0 | 0 | 1.1944 | 3.4788 | 1.1944 | 0 | 1.1944 | 6 | 100 | 0.19758 | 1.8372 | 1.3549 | 1.7 | 5.1725
2007-01-10 11:00 | 0.94488 | 54.3296 | -28.7868 | 28.0492 | 1.0232 | 1.8254 | 2.9212 | 2.9212 | 1.5412 | 0 | 0.47685 | 2.9212 | 62.4877 | 0.37276 | 0 | 0.13332 | 1.8254 | 1.4526 | 1.38 | 0 | 0 | 0 | 4.5537 | 0 | 0 | 0 | 6 | 100 | 0.19758 | 3.2133 | 1.4603 | 1.7 | 6.3791
2007-01-10 12:00 | 0.92083 | 58.7009 | -4.7305 | 22.3086 | 0.99301 | 1.7715 | 0 | 0 | 0 | 0 | 0 | 0 | 0 | 1.7715 | 0 | 0 | 1.7715 | 0 | 0 | 0 | 0 | 0 | 4.5537 | 0 | 0 | 0 | 6 | 100 | 0.19758 | 0 | 1.4172 | 0 | 6.3252
2007-01-10 13:00 | 0.82287 | 56.5418 | 21.051 | 25.2142 | 0.88491 | 1.5787 | 1.5604 | 1.5604 | 0.425 | 0 | 0.17213 | 1.5604 | 101.1719 | 0.38353 | 0 | 0 | 1.5787 | 1.1951 | 1.1354 | 0 | 0 | 0 | 4.5537 | 0 | 0 | 0 | 6 | 100 | 0.19758 | 1.7164 | 1.2629 | 1.7 | 6.1324
2007-01-10 14:00 | 0.76029 | 48.8703 | 40.2983 | 34.6499 | 0.82414 | 1.4703 | 0.90363 | 0.90363 | 0 | 0 | 0 | 0.90363 | 162.7066 | 0.51907 | 0 | 0 | 1.4703 | 0.95119 | 0.90363 | 0 | 0 | 0 | 4.5537 | 0 | 0 | 0 | 6 | 100 | 0.19758 | 0.99399 | 1.1762 | 0 | 6.0239
2007-01-10 15:00 | 0.60237 | 38.0825 | 52.4219 | 46.8031 | 0.66074 | 1.1788 | 1.5486 | 1.5486 | 0.42878 | 0 | 0.17316 | 1.5486 | 76.1179 | 0 | 0 | 0 | 1.1788 | 1.1788 | 1.1198 | 0 | 0 | 0 | 4.5537 | 0 | 0 | 0 | 6 | 100 | 0.19758 | 1.7035 | 0.94301 | 1.7 | 5.7325
2007-01-10 16:00 | 0.43654 | 25.741 | 59.9501 | 60.0177 | 0.49608 | 0.88501 | 0 | 0 | 0 | 0 | 0 | 0 | 0 | 0.88501 | 0 | 0 | 0.88501 | 0 | 0 | 0 | 0 | 0 | 4.5537 | 0 | 0 | 0 | 6 | 100 | 0.19758 | 0 | 0.70801 | 0 | 5.4387
2007-01-10 17:00 | 0.21931 | 12.6023 | 64.719 | 73.6856 | 0.27627 | 0.49287 | 1.1814 | 1.1814 | 0 | 0 | 0 | 1.1814 | 41.719 | 0 | 0 | 0 | 0.49287 | 1.2436 | 1.1814 | 0 | 0 | 0 | 4.5537 | 0 | 0.75071 | -0.75071 | 5.2087 | 86.8114 | 0.19758 | 1.2995 | 0.39429 | 0 | 5.0466
2007-01-10 18:00 | 0.017326 | 0 | 67.6955 | 90 | 0 | 0 | 1.5025 | 1.5025 | 1.7 | 0 | 0.5202 | 1.5025 | 0 | 0 | 0 | 0 | 0 | 0 | 0 | 0.19755 | 0.18767 | 0.83412 | 3.803 | 0.18767 | 0 | 0.18767 | 5.3867 | 89.7788 | 0.19801 | 1.6527 | 0 | 1.7 | 3.803
2007-01-10 19:00 | 0 | 0 | 69.3057 | 90 | 0 | 0 | 2.5382 | 2.5382 | 1.7 | 0 | 0.5202 | 2.5382 | 0 | 0 | 0 | 0 | 0 | 0.88232 | 0.8382 | 0 | 0 | 0.64645 | 3.9719 | 0 | 0.88232 | -0.88232 | 4.4567 | 74.278 | 0.19801 | 2.792 | 0 | 1.7 | 3.9719
2007-01-10 20:00 | 0 | 0 | 69.5884 | 90 | 0 | 0 | 0 | 0 | 1.4526 | 0 | 0.45267 | 0 | 0 | 0 | 0 | 0 | 0 | 0 | 0 | 1.4526 | 1.38 | 1.6268 | 3.0896 | 1.38 | 0 | 1.38 | 5.7659 | 96.0977 | 0.19873 | 0 | 0 | 1.7 | 3.0896
2007-01-10 21:00 | 0 | 0 | 68.1096 | 90 | 0 | 0 | 2.4127 | 2.4127 | 1.7 | 0 | 0.5202 | 2.4127 | 0 | 0 | 0 | 0 | 0 | 0.75021 | 0.7127 | 0 | 0 | 0.2468 | 4.3316 | 0 | 0.75021 | -0.75021 | 4.9751 | 82.9178 | 0.19873 | 2.654 | 0 | 1.7 | 4.3316
2007-01-10 22:00 | 0 | 0 | 63.366 | 90 | 0 | 0 | 0.14754 | 0.14754 | 0 | 0 | 0 | 0.14754 | 0 | 0 | 2.7756e-17 | 0 | 0 | 0.1553 | 0.14754 | 0 | 0 | 1.0804 | 3.5814 | 0 | 0.1553 | -0.1553 | 4.8114 | 80.1895 | 0.19873 | 0.16229 | 0 | 0 | 3.5814
2007-01-10 23:00 | 0 | 0 | 50.1391 | 90 | 0 | 0 | 0 | 0 | 0 | 0 | 0 | 0 | 0 | 0 | 0 | 0 | 0 | 0 | 0 | 0 | 0 | 1.2529 | 3.4261 | 0 | 0 | 0 | 4.8114 | 80.1895 | 0.19873 | 0 | 0 | 0 | 3.4261
2007-01-11 | 0 | 0 | 11.1648 | 90 | 0 | 0 | 0 | 0 | 0 | 0 | 0 | 0 | 0 | 0 | 0 | 0 | 0 | 0 | 0 | 0 | 0 | 1.2529 | 3.4261 | 0 | 0 | 0 | 4.8114 | 80.1895 | 0.19873 | 0 | 0 | 0 | 3.4261
2007-01-11 01:00 | 0 | 0 | -40.6956 | 90 | 0 | 0 | 0.56932 | 0.56932 | 0 | 0 | 0 | 0.56932 | 0 | 0 | 0 | 0 | 0 | 0.59928 | 0.56932 | 0 | 0 | 1.2529 | 3.4261 | 0 | 0.59928 | -0.59928 | 4.1797 | 69.6612 | 0.19873 | 0.62625 | 0 | 0 | 3.4261
2007-01-11 02:00 | 0 | 0 | -60.3614 | 90 | 0 | 0 | 0.3954 | 0.3954 | 0 | 0 | 0 | 0.3954 | 0 | 0 | 5.5511e-17 | 0 | 0 | 0.41621 | 0.3954 | 0 | 0 | 1.9188 | 2.8268 | 0 | 0.41621 | -0.41621 | 3.741 | 62.3492 | 0.19873 | 0.43494 | 0 | 0 | 2.8268
2007-01-11 03:00 | 0 | 0 | -67.1138 | 90 | 0 | 0 | 0.1453 | 0.1453 | 0 | 0 | 0 | 0.1453 | 0 | 0 | 2.7756e-17 | 0 | 0 | 0.15295 | 0.1453 | 0 | 0 | 2.3813 | 2.4106 | 0 | 0.15295 | -0.15295 | 3.5797 | 59.6622 | 0.19873 | 0.15983 | 0 | 0 | 2.4106
2007-01-11 04:00 | 0 | 0 | -69.4643 | 90 | 0 | 0 | 0 | 0 | 0 | 0 | 0 | 0 | 0 | 0 | 0 | 0 | 0 | 0 | 0 | 0 | 0 | 2.5512 | 2.2576 | 0 | 0 | 0 | 3.5797 | 59.6622 | 0.19873 | 0 | 0 | 0 | 2.2576
2007-01-11 05:00 | 0 | 0 | -69.7134 | 90 | 0 | 0 | 0.47223 | 0.47223 | 0 | 0 | 0 | 0.47223 | 0 | 0 | 5.5511e-17 | 0 | 0 | 0.49708 | 0.47223 | 0 | 0 | 2.5512 | 2.2576 | 0 | 0.49708 | -0.49708 | 3.0558 | 50.9293 | 0.19873 | 0.51945 | 0 | 0 | 2.2576
2007-01-11 06:00 | 0.00019499 | 0 | -68.5573 | 90 | 0 | 0 | 0.66363 | 0.66363 | 0 | 0 | 0 | 0.66363 | 0 | 0 | 0 | 0 | 0 | 0.69855 | 0.66363 | 0 | 0 | 3.1035 | 1.7605 | 0 | 0.69855 | -0.69855 | 2.3194 | 38.657 | 0.19873 | 0.72999 | 0 | 0 | 1.7605
2007-01-11 07:00 | 0.041965 | 7.7816 | -66.0989 | 78.6535 | 0.042231 | 0.075341 | 0 | 0 | 0 | 0 | 0 | 0 | 0 | 0 | 0 | 0 | 0.075341 | 0 | 0 | 0 | 0 | 3.8797 | 1.062 | 0.075341 | 0 | 0.075341 | 2.3909 | 39.8482 | 0.19845 | 0 | 0.060273 | 0 | 1.1373
2007-01-11 08:00 | 0.28438 | 21.1204 | -62.0566 | 64.8819 | 0.31515 | 0.56222 | 0.049536 | 0.049536 | 0 | 0 | 0 | 0.049536 | 1134.983 | 0 | 0 | 0 | 0.56222 | 0.052143 | 0.049536 | 0 | 0 | 3.8043 | 1.1298 | 0.51008 | 0 | 0.51008 | 2.8748 | 47.9133 | 0.19659 | 0.054489 | 0.44978 | 0 | 1.692
2007-01-11 09:00 | 0.51653 | 33.8276 | -55.6874 | 51.4417 | 0.56779 | 1.0129 | 1.8426 | 1.8426 | 1.7 | 0 | 0.5202 | 1.8426 | 54.9725 | 0 | 0 | 0 | 1.0129 | 0.15013 | 0.14263 | 0 | 0 | 3.2943 | 1.5889 | 0.8628 | 0 | 0.8628 | 3.6933 | 61.5554 | 0.19802 | 2.0269 | 0.81035 | 1.7 | 2.6018
2007-01-11 10:00 | 0.56363 | 45.3259 | -45.5007 | 38.7702 | 0.59671 | 1.0645 | 0 | 0 | 1.4389 | 0 | 0.44891 | 0 | 0 | 0 | 0 | 0 | 1.0645 | 0 | 0 | 1.4389 | 1.3669 | 2.4315 | 2.3654 | 2.4315 | 0 | 2.4315 | 6 | 100 | 0.19502 | 0 | 0.85163 | 1.7 | 3.4299
2007-01-11 11:00 | 0.70939 | 54.397 | -29.0429 | 28.0068 | 0.75508 | 1.3471 | 1.0983 | 1.0983 | 0 | 0 | 0 | 1.0983 | 122.6535 | 0.19099 | 0 | 0 | 1.3471 | 1.1561 | 1.0983 | 0 | 0 | 0 | 4.5537 | 0 | 0 | 0 | 6 | 100 | 0.19502 | 1.2081 | 1.0777 | 0 | 5.9008
2007-01-11 12:00 | 0.73145 | 58.8266 | -4.9326 | 22.1866 | 0.77481 | 1.3823 | 0.34272 | 0.34272 | 0 | 0 | 0 | 0.34272 | 403.3156 | 1.0215 | 0 | 0 | 1.3823 | 0.36076 | 0.34272 | 0 | 0 | 0 | 4.5537 | 0 | 0 | 0 | 6 | 100 | 0.19502 | 0.377 | 1.1058 | 0 | 5.936
2007-01-11 13:00 | 0.37582 | 56.7018 | 20.9882 | 25.0511 | 0.37691 | 0.67241 | 1.4094 | 1.4094 | 0.77057 | 0 | 0.26647 | 1.4094 | 47.7105 | 1.1102e-16 | 0 | 0 | 0.67241 | 0.67241 | 0.63879 | 0 | 0 | 0 | 4.5537 | 0 | 0 | 0 | 6 | 100 | 0.19502 | 1.5503 | 0.53793 | 1.7 | 5.2261
2007-01-11 14:00 | 0.33812 | 49.032 | 40.337 | 34.4954 | 0.33928 | 0.60528 | 1.517 | 1.517 | 0.94201 | 0 | 0.31327 | 1.517 | 39.8989 | 1.1102e-16 | 0 | 0 | 0.60528 | 0.60528 | 0.57501 | 0 | 0 | 0 | 4.5537 | 0 | 0 | 0 | 6 | 100 | 0.19502 | 1.6687 | 0.48422 | 1.7 | 5.159
2007-01-11 15:00 | 0.31168 | 38.2331 | 52.5033 | 46.6657 | 0.31514 | 0.5622 | 0.76955 | 0.76955 | 0 | 0 | 0 | 0.76955 | 73.0558 | 0 | 0 | 0 | 0.5622 | 0.81006 | 0.76955 | 0 | 0 | 0 | 4.5537 | 0 | 0.24785 | -0.24785 | 5.7388 | 95.6457 | 0.19502 | 0.84651 | 0.44976 | 0 | 5.1159
2007-01-11 16:00 | 0.19218 | 25.8787 | 60.0484 | 59.8957 | 0.19361 | 0.34539 | 0.46235 | 0.46235 | 0 | 0 | 0 | 0.46235 | 74.7035 | 0 | 0 | 0 | 0.34539 | 0.48669 | 0.46235 | 0 | 0 | 0.27539 | 4.3058 | 0 | 0.14129 | -0.14129 | 5.5898 | 93.1634 | 0.19502 | 0.50859 | 0.27631 | 0 | 4.6512
2007-01-11 17:00 | 0.12892 | 12.7278 | 64.8268 | 73.5771 | 0.13753 | 0.24536 | 1.5824 | 1.5824 | 1.7 | 0 | 0.5202 | 1.5824 | 15.5053 | 0 | 0 | 0 | 0.24536 | 0 | 0 | 0.11759 | 0.11171 | 0.43238 | 4.1645 | 0.35707 | 0 | 0.35707 | 5.9286 | 98.8092 | 0.19565 | 1.7406 | 0.19629 | 1.7 | 4.4099
2007-01-11 18:00 | 0.0090038 | 0 | 67.8132 | 90 | 0 | 0 | 2.1997 | 2.1997 | 1.7 | 0 | 0.5202 | 2.1997 | 0 | 0 | 0 | 0 | 0 | 0.52602 | 0.49972 | 0 | 0 | 0.075314 | 4.4859 | 0 | 0.52602 | -0.52602 | 5.3741 | 89.568 | 0.19565 | 2.4197 | 0 | 1.7 | 4.4859
2007-01-11 19:00 | 0 | 0 | 69.438 | 90 | 0 | 0 | 1.8221 | 1.8221 | 1.7 | 0 | 0.5202 | 1.8221 | 0 | 0 | 0 | 0 | 0 | 0.12848 | 0.12206 | 0 | 0 | 0.65978 | 3.9599 | 0 | 0.12848 | -0.12848 | 5.2387 | 87.3109 | 0.19565 | 2.0043 | 0 | 1.7 | 3.9599
2007-01-11 20:00 | 0 | 0 | 69.7447 | 90 | 0 | 0 | 1.8694 | 1.8694 | 1.7 | 0 | 0.5202 | 1.8694 | 0 | 0 | 0 | 0 | 0 | 0.17829 | 0.16938 | 0 | 0 | 0.80253 | 3.8314 | 0 | 0.17829 | -0.17829 | 5.0507 | 84.1786 | 0.19565 | 2.0563 | 0 | 1.7 | 3.8314
2007-01-11 21:00 | 0 | 0 | 68.3081 | 90 | 0 | 0 | 0 | 0 | 0 | 0 | 0 | 0 | 0 | 0 | 0 | 0 | 0 | 0 | 0 | 0 | 0 | 1.0006 | 3.6531 | 0 | 0 | 0 | 5.0507 | 84.1786 | 0.19565 | 0 | 0 | 0 | 3.6531
2007-01-11 22:00 | 0 | 0 | 63.6455 | 90 | 0 | 0 | 0.045593 | 0.045593 | 0 | 0 | 0 | 0.045593 | 0 | 0 | 0 | 0 | 0 | 0.047992 | 0.045593 | 0 | 0 | 1.0006 | 3.6531 | 0 | 0.047992 | -0.047992 | 5.0001 | 83.3355 | 0.19565 | 0.050152 | 0 | 0 | 3.6531
2007-01-11 23:00 | 0 | 0 | 50.5865 | 90 | 0 | 0 | 0.29245 | 0.29245 | 0 | 0 | 0 | 0.29245 | 0 | 0 | 5.5511e-17 | 0 | 0 | 0.30785 | 0.29245 | 0 | 0 | 1.054 | 3.6051 | 0 | 0.30785 | -0.30785 | 4.6756 | 77.9271 | 0.19565 | 0.3217 | 0 | 0 | 3.6051
2007-01-12 | 0 | 0 | 11.6856 | 90 | 0 | 0 | 0.17707 | 0.17707 | 0 | 0 | 0 | 0.17707 | 0 | 0 | 0 | 0 | 0 | 0.18639 | 0.17707 | 0 | 0 | 1.396 | 3.2973 | 0 | 0.18639 | -0.18639 | 4.4792 | 74.6526 | 0.19565 | 0.19478 | 0 | 0 | 3.2973
2007-01-12 01:00 | 0 | 0 | -40.8034 | 90 | 0 | 0 | 0.1732 | 0.1732 | 0 | 0 | 0 | 0.1732 | 0 | 0 | 0 | 0 | 0 | 0.18232 | 0.1732 | 0 | 0 | 1.6031 | 3.1109 | 0 | 0.18232 | -0.18232 | 4.287 | 71.4496 | 0.19565 | 0.19052 | 0 | 0 | 3.1109
2007-01-12 02:00 | 0 | 0 | -60.5592 | 90 | 0 | 0 | 0.22931 | 0.22931 | 0 | 0 | 0 | 0.22931 | 0 | 0 | 2.7756e-17 | 0 | 0 | 0.24138 | 0.22931 | 0 | 0 | 1.8057 | 2.9286 | 0 | 0.24138 | -0.24138 | 4.0326 | 67.2091 | 0.19565 | 0.25224 | 0 | 0 | 2.9286
2007-01-12 03:00 | 0 | 0 | -67.2931 | 90 | 0 | 0 | 0.14881 | 0.14881 | 0 | 0 | 0 | 0.14881 | 0 | 0 | 2.7756e-17 | 0 | 0 | 0.15664 | 0.14881 | 0 | 0 | 2.0739 | 2.6872 | 0 | 0.15664 | -0.15664 | 3.8674 | 64.4572 | 0.19565 | 0.16369 | 0 | 0 | 2.6872
2007-01-12 04:00 | 0 | 0 | -69.6264 | 90 | 0 | 0 | 0.32895 | 0.32895 | 0 | 0 | 0 | 0.32895 | 0 | 0 | 0 | 0 | 0 | 0.34627 | 0.32895 | 0 | 0 | 2.2479 | 2.5306 | 0 | 0.34627 | -0.34627 | 3.5024 | 58.3739 | 0.19565 | 0.36185 | 0 | 0 | 2.5306
2007-01-12 05:00 | 0 | 0 | -69.8667 | 90 | 0 | 0 | 0 | 0 | 0 | 0 | 0 | 0 | 0 | 0 | 0 | 0 | 0 | 0 | 0 | 0 | 0 | 2.6327 | 2.1843 | 0 | 0 | 0 | 3.5024 | 58.3739 | 0.19565 | 0 | 0 | 0 | 2.1843
2007-01-12 06:00 | 0.00051288 | 0 | -68.7098 | 90 | 0 | 0 | 0.42289 | 0.42289 | 0 | 0 | 0 | 0.42289 | 0 | 0 | 5.5511e-17 | 0 | 0 | 0.44515 | 0.42289 | 0 | 0 | 2.6327 | 2.1843 | 0 | 0.44515 | -0.44515 | 3.0332 | 50.5535 | 0.19565 | 0.46518 | 0 | 0 | 2.1843
2007-01-12 07:00 | 0.089937 | 7.7243 | -66.2585 | 78.7334 | 0.10567 | 0.18851 | 0.43615 | 0.43615 | 0 | 0 | 0 | 0.43615 | 43.2208 | 0 | 1.1102e-16 | 0 | 0.18851 | 0.4591 | 0.43615 | 0 | 0 | 3.1273 | 1.7391 | 0 | 0.2706 | -0.2706 | 2.748 | 45.7996 | 0.19565 | 0.47976 | 0.15081 | 0 | 1.9276
2007-01-12 08:00 | 0.23027 | 21.0818 | -62.2321 | 64.9451 | 0.24345 | 0.43432 | 0.17967 | 0.17967 | 0 | 0 | 0 | 0.17967 | 241.7323 | 0 | 0 | 0 | 0.43432 | 0.18913 | 0.17967 | 0 | 0 | 3.4279 | 1.4685 | 0.2452 | 0 | 0.2452 | 2.9806 | 49.6764 | 0.19483 | 0.19764 | 0.34746 | 0 | 1.9029
2007-01-12 09:00 | 0.55044 | 33.8139 | -55.8892 | 51.4831 | 0.609 | 1.0865 | 1.704 | 1.704 | 1.7 | 0 | 0.5202 | 1.704 | 63.7601 | 0 | 0 | 0 | 1.0865 | 0.0041922 | 0.0039826 | 0 | 0 | 3.1827 | 1.6892 | 1.0823 | 0 | 1.0823 | 4.0073 | 66.7886 | 0.19652 | 1.8744 | 0.86917 | 1.7 | 2.7757
2007-01-12 10:00 | 0.64267 | 45.3478 | -45.7379 | 38.7785 | 0.69177 | 1.2341 | 0 | 0 | 0.91195 | 0 | 0.30506 | 0 | 0 | 0 | 0 | 0 | 1.2341 | 0 | 0 | 0.91195 | 0.86636 | 2.1005 | 2.6633 | 2.1005 | 0 | 2.1005 | 6 | 100 | 0.19222 | 0 | 0.9873 | 1.7 | 3.8974
2007-01-12 11:00 | 0.51276 | 54.4701 | -29.3032 | 27.9594 | 0.52533 | 0.93719 | 1.3785 | 1.3785 | 0.4882 | 0 | 0.18938 | 1.3785 | 67.9845 | 0 | 0 | 0 | 0.93719 | 0.93719 | 0.89033 | 0 | 0 | 0 | 4.5537 | 0 | 0 | 0 | 6 | 100 | 0.19222 | 1.5164 | 0.74975 | 1.7 | 5.4909
2007-01-12 12:00 | 0.38881 | 58.9586 | -5.1344 | 22.0585 | 0.38999 | 0.69573 | 2.2311 | 2.2311 | 1.5702 | 0 | 0.48476 | 2.2311 | 31.1831 | 0 | 0 | 0 | 0.69573 | 0.69573 | 0.66095 | 0 | 0 | 0 | 4.5537 | 0 | 0 | 0 | 6 | 100 | 0.19222 | 2.4542 | 0.55659 | 1.7 | 5.2494
2007-01-12 13:00 | 0.54348 | 56.8671 | 20.932 | 24.8831 | 0.55805 | 0.99557 | 3.6014 | 3.08 | 1.7 | 0 | 0.5202 | 3.08 | 32.3236 | 0 | 0.52139 | 0.88153 | 0.99557 | 1.4526 | 1.38 | 0 | 0 | 0 | 4.5537 | 0 | 0.45707 | -0.45707 | 5.5182 | 91.9702 | 0.19222 | 3.9615 | 0.79645 | 1.7 | 5.5493
2007-01-12 14:00 | 0.26811 | 49.1973 | 40.3845 | 34.3384 | 0.26767 | 0.47753 | 1.0088 | 1.0088 | 0 | 0 | 0 | 1.0088 | 47.3384 | 0 | 0 | 0 | 0.47753 | 1.0619 | 1.0088 | 0 | 0 | 0.50785 | 4.0966 | 0 | 0.58432 | -0.58432 | 4.9023 | 81.7047 | 0.19222 | 1.1096 | 0.38202 | 0 | 4.5742
2007-01-12 15:00 | 0.20105 | 38.3858 | 52.5932 | 46.5273 | 0.20068 | 0.35801 | 2.1537 | 2.1537 | 1.7 | 0 | 0.5202 | 2.1537 | 16.6232 | 1.1102e-16 | 0 | 0 | 0.35801 | 0.47753 | 0.45366 | 0 | 0 | 1.1571 | 3.5123 | 0 | 0.11953 | -0.11953 | 4.7763 | 79.6048 | 0.19222 | 2.369 | 0.28641 | 1.7 | 3.8703
2007-01-12 16:00 | 0.097594 | 26.0173 | 60.1542 | 59.7737 | 0.097363 | 0.1737 | 0.71953 | 0.71953 | 1.7 | 0 | 0.5202 | 0.71953 | 24.1403 | 0 | 0 | 0 | 0.1737 | 0 | 0 | 0.98047 | 0.93145 | 1.2899 | 3.3928 | 1.1051 | 0 | 1.1051 | 5.8247 | 97.0787 | 0.19437 | 0.79148 | 0.13896 | 1.7 | 3.5665
2007-01-12 17:00 | 0.068733 | 12.8533 | 64.9416 | 73.4695 | 0.068868 | 0.12286 | 0 | 0 | 0 | 0 | 0 | 0 | 0 | 0 | 0 | 0 | 0.12286 | 0 | 0 | 0 | 0 | 0.18476 | 4.3874 | 0.12286 | 0 | 0.12286 | 5.9413 | 99.0212 | 0.19399 | 0 | 0.098288 | 0 | 4.5103
2007-01-12 18:00 | 0.022514 | 0 | 67.9375 | 90 | 0 | 0 | 1.0107 | 1.0107 | 0 | 0 | 0 | 1.0107 | 0 | 0 | 0 | 0 | 0 | 1.0639 | 1.0107 | 0 | 0 | 0.061902 | 4.498 | 0 | 1.0639 | -1.0639 | 4.8198 | 80.3306 | 0.19399 | 1.1118 | 0 | 0 | 4.498
2007-01-12 19:00 | 0 | 0 | 69.5769 | 90 | 0 | 0 | 2.8336 | 2.8336 | 1.7 | 0 | 0.5202 | 2.8336 | 0 | 0 | 0 | 0.036995 | 0 | 1.1933 | 1.1336 | 0 | 0 | 1.244 | 3.4341 | 0 | 1.1933 | -1.1933 | 3.562 | 59.3666 | 0.19399 | 3.117 | 0 | 1.7 | 3.4341
2007-01-12 20:00 | 0 | 0 | 69.9081 | 90 | 0 | 0 | 2.0119 | 2.0119 | 1.7 | 0 | 0.5202 | 2.0119 | 0 | 0 | 0 | 0 | 0 | 0.32835 | 0.31193 | 0 | 0 | 2.5699 | 2.2408 | 0 | 0.32835 | -0.32835 | 3.2159 | 53.5981 | 0.19399 | 2.2131 | 0 | 1.7 | 2.2408
2007-01-12 21:00 | 0 | 0 | 68.5145 | 90 | 0 | 0 | 1.5728 | 1.5728 | 1.7 | 0 | 0.5202 | 1.5728 | 0 | 0 | 0 | 0 | 0 | 0 | 0 | 0.12724 | 0.12088 | 2.9347 | 1.9124 | 0.12088 | 0 | 0.12088 | 3.3306 | 55.5094 | 0.19423 | 1.73 | 0 | 1.7 | 1.9124
2007-01-12 22:00 | 0 | 0 | 63.9346 | 90 | 0 | 0 | 0.32248 | 0.32248 | 1.7 | 0 | 0.5202 | 0.32248 | 0 | 0 | 0 | 0 | 0 | 0 | 0 | 1.3775 | 1.3086 | 2.8138 | 2.0212 | 1.3086 | 0 | 1.3086 | 4.5721 | 76.2008 | 0.1963 | 0.35473 | 0 | 1.7 | 2.0212
2007-01-12 23:00 | 0 | 0 | 51.0462 | 90 | 0 | 0 | 0.10736 | 0.10736 | 1.56 | 0 | 0.48198 | 0.10736 | 0 | 2.2204e-16 | 0 | 0 | 0 | 0 | 0 | 1.4526 | 1.38 | 1.5052 | 3.199 | 1.38 | 0 | 1.38 | 5.8812 | 98.0205 | 0.19741 | 0.11809 | 0 | 1.7 | 3.199
2007-01-13 | 0 | 0 | 12.2152 | 90 | 0 | 0 | 0 | 0 | 0 | 0 | 0 | 0 | 0 | 0 | 0 | 0 | 0 | 0 | 0 | 0 | 0 | 0.12519 | 4.441 | 0 | 0 | 0 | 5.8812 | 98.0205 | 0.19741 | 0 | 0 | 0 | 4.441
2007-01-13 01:00 | 0 | 0 | -40.9322 | 90 | 0 | 0 | 0.10039 | 0.10039 | 0 | 0 | 0 | 0.10039 | 0 | 0 | 1.3878e-17 | 0 | 0 | 0.10567 | 0.10039 | 0 | 0 | 0.12519 | 4.441 | 0 | 0.10567 | -0.10567 | 5.7699 | 96.164 | 0.19741 | 0.11043 | 0 | 0 | 4.441
2007-01-13 02:00 | 0 | 0 | -60.7722 | 90 | 0 | 0 | 0.52426 | 0.52426 | 0 | 0 | 0 | 0.52426 | 0 | 0 | 0 | 0 | 0 | 0.55185 | 0.52426 | 0 | 0 | 0.24261 | 4.3353 | 0 | 0.55185 | -0.55185 | 5.1881 | 86.4689 | 0.19741 | 0.57669 | 0 | 0 | 4.3353
2007-01-13 03:00 | 0 | 0 | -67.4831 | 90 | 0 | 0 | 0.20534 | 0.20534 | 0 | 0 | 0 | 0.20534 | 0 | 0 | 2.7756e-17 | 0 | 0 | 0.21614 | 0.20534 | 0 | 0 | 0.85578 | 3.7835 | 0 | 0.21614 | -0.21614 | 4.9603 | 82.6717 | 0.19741 | 0.22587 | 0 | 0 | 3.7835
2007-01-13 04:00 | 0 | 0 | -69.7966 | 90 | 0 | 0 | 0.085248 | 0.085248 | 0 | 0 | 0 | 0.085248 | 0 | 0 | 1.3878e-17 | 0 | 0 | 0.089735 | 0.085248 | 0 | 0 | 1.0959 | 3.5673 | 0 | 0.089735 | -0.089735 | 4.8657 | 81.0952 | 0.19741 | 0.093773 | 0 | 0 | 3.5673
2007-01-13 05:00 | 0 | 0 | -70.0269 | 90 | 0 | 0 | 0 | 0 | 0 | 0 | 0 | 0 | 0 | 0 | 0 | 0 | 0 | 0 | 0 | 0 | 0 | 1.1956 | 3.4776 | 0 | 0 | 0 | 4.8657 | 81.0952 | 0.19741 | 0 | 0 | 0 | 3.4776
2007-01-13 06:00 | 0.00041077 | 0 | -68.8685 | 90 | 0 | 0 | 0.65932 | 0.65932 | 0 | 0 | 0 | 0.65932 | 0 | 0 | 1.1102e-16 | 0 | 0 | 0.69402 | 0.65932 | 0 | 0 | 1.1956 | 3.4776 | 0 | 0.69402 | -0.69402 | 4.1342 | 68.9026 | 0.19741 | 0.72525 | 0 | 0 | 3.4776
2007-01-13 07:00 | 0.13305 | 7.67 | -66.424 | 78.8112 | 0.18722 | 0.334 | 0.2233 | 0.2233 | 0 | 0 | 0 | 0.2233 | 149.5726 | 0 | 0 | 0 | 0.334 | 0.23505 | 0.2233 | 0 | 0 | 1.9668 | 2.7836 | 0.098944 | 0 | 0.098944 | 4.228 | 70.4671 | 0.19712 | 0.24563 | 0.2672 | 0 | 3.1176
2007-01-13 08:00 | 0.32683 | 21.0467 | -62.4134 | 65.0057 | 0.37335 | 0.66606 | 1.6008 | 1.6008 | 1.7 | 0 | 0.5202 | 1.6008 | 41.6071 | 0 | 0 | 0 | 0.66606 | 0 | 0 | 0.09917 | 0.094212 | 1.8678 | 2.8726 | 0.76027 | 0 | 0.76027 | 4.9493 | 82.4879 | 0.1982 | 1.7609 | 0.53285 | 1.7 | 3.5387
2007-01-13 09:00 | 0.49493 | 33.8043 | -56.0968 | 51.5212 | 0.54047 | 0.9642 | 0 | 0 | 0 | 0 | 0 | 0 | 0 | 0 | 0 | 0 | 0.9642 | 0 | 0 | 0 | 0 | 1.1076 | 3.5569 | 0.9642 | 0 | 0.9642 | 5.864 | 97.7333 | 0.19537 | 0 | 0.77136 | 0 | 4.5211
2007-01-13 10:00 | 0.67045 | 45.3746 | -45.9808 | 38.7829 | 0.72456 | 1.2926 | 1.0232 | 1.0232 | 0 | 0 | 0 | 1.0232 | 126.3319 | 0.072215 | 0 | 0 | 1.2926 | 1.077 | 1.0232 | 0 | 0 | 0.14336 | 4.4247 | 0.14336 | 0 | 0.14336 | 6 | 100 | 0.19496 | 1.1255 | 1.0341 | 0 | 5.7173
2007-01-13 11:00 | 0.9312 | 54.549 | -29.568 | 27.9068 | 1.0069 | 1.7962 | 0.12209 | 0.12209 | 0 | 0 | 0 | 0.12209 | 1471.216 | 1.6677 | 0 | 0 | 1.7962 | 0.12852 | 0.12209 | 0 | 0 | 0 | 4.5537 | 0 | 0 | 0 | 6 | 100 | 0.19496 | 0.1343 | 1.437 | 0 | 6.3499
2007-01-13 12:00 | 0.96861 | 59.0968 | -5.3359 | 21.9244 | 1.0438 | 1.8622 | 0 | 0 | 0 | 0 | 0 | 0 | 0 | 1.8622 | 0 | 0 | 1.8622 | 0 | 0 | 0 | 0 | 0 | 4.5537 | 0 | 0 | 0 | 6 | 100 | 0.19496 | 0 | 1.4898 | 0 | 6.4159
2007-01-13 13:00 | 0.96349 | 57.0378 | 20.8824 | 24.7103 | 1.0399 | 1.8552 | 0 | 0 | 0 | 0 | 0 | 0 | 0 | 1.8552 | 0 | 0 | 1.8552 | 0 | 0 | 0 | 0 | 0 | 4.5537 | 0 | 0 | 0 | 6 | 100 | 0.19496 | 0 | 1.4841 | 0 | 6.4089
2007-01-13 14:00 | 0.78405 | 49.3661 | 40.441 | 34.179 | 0.84956 | 1.5156 | 0.84983 | 0.84983 | 0 | 0 | 0 | 0.84983 | 178.3435 | 0.62106 | 0 | 0 | 1.5156 | 0.89456 | 0.84983 | 0 | 0 | 0 | 4.5537 | 0 | 0 | 0 | 6 | 100 | 0.19496 | 0.93482 | 1.2125 | 0 | 6.0693
2007-01-13 15:00 | 0.56297 | 38.5405 | 52.6914 | 46.3882 | 0.61102 | 1.0901 | 0 | 0 | 0 | 0 | 0 | 0 | 0 | 1.0901 | 0 | 0 | 1.0901 | 0 | 0 | 0 | 0 | 0 | 4.5537 | 0 | 0 | 0 | 6 | 100 | 0.19496 | 0 | 0.87205 | 0 | 5.6438
2007-01-13 16:00 | 0.27071 | 26.1569 | 60.2676 | 59.6519 | 0.28151 | 0.50222 | 0 | 0 | 0 | 0 | 0 | 0 | 0 | 0.50222 | 0 | 0 | 0.50222 | 0 | 0 | 0 | 0 | 0 | 4.5537 | 0 | 0 | 0 | 6 | 100 | 0.19496 | 0 | 0.40178 | 0 | 5.0559
2007-01-13 17:00 | 0.14584 | 12.979 | 65.0632 | 73.3628 | 0.15967 | 0.28485 | 2.53 | 2.53 | 1.7 | 0 | 0.5202 | 2.53 | 11.2591 | 1.1102e-16 | 0 | 0 | 0.28485 | 0.87363 | 0.82995 | 0 | 0 | 0 | 4.5537 | 0 | 0.58878 | -0.58878 | 5.3794 | 89.6561 | 0.19496 | 2.7829 | 0.22788 | 1.7 | 4.8385
2007-01-13 18:00 | 0.011079 | 0 | 68.0684 | 90 | 0 | 0 | 1.0303 | 1.0303 | 0 | 0 | 0 | 1.0303 | 0 | 0 | 0 | 0 | 0 | 1.0845 | 1.0303 | 0 | 0 | 0.6542 | 3.9649 | 0 | 1.0845 | -1.0845 | 4.2362 | 70.6026 | 0.19496 | 1.1334 | 0 | 0 | 3.9649
2007-01-13 19:00 | 0 | 0 | 69.7224 | 90 | 0 | 0 | 2.0688 | 2.0688 | 1.7 | 0 | 0.5202 | 2.0688 | 0 | 0 | 0 | 0 | 0 | 0.38826 | 0.36884 | 0 | 0 | 1.8593 | 2.8804 | 0 | 0.38826 | -0.38826 | 3.8269 | 63.7816 | 0.19496 | 2.2757 | 0 | 1.7 | 2.8804
2007-01-13 20:00 | 0 | 0 | 70.0784 | 90 | 0 | 0 | 1.2837 | 1.2837 | 1.7 | 0 | 0.5202 | 1.2837 | 0 | 0 | 0 | 0 | 0 | 0 | 0 | 0.41626 | 0.39545 | 2.2907 | 2.4921 | 0.39545 | 0 | 0.39545 | 4.2021 | 70.0342 | 0.19568 | 1.4121 | 0 | 1.7 | 2.4921
2007-01-13 21:00 | 0 | 0 | 68.7287 | 90 | 0 | 0 | 1.423 | 1.423 | 1.7 | 0 | 0.5202 | 1.423 | 0 | 0 | 0 | 0 | 0 | 0 | 0 | 0.27703 | 0.26318 | 1.8952 | 2.848 | 0.26318 | 0 | 0.26318 | 4.4517 | 74.1954 | 0.19615 | 1.5653 | 0 | 1.7 | 2.848
2007-01-13 22:00 | 0 | 0 | 64.2331 | 90 | 0 | 0 | 0.04222 | 0.04222 | 1.4949 | 0 | 0.46419 | 0.04222 | 0 | 0 | 0 | 0 | 0 | 0 | 0 | 1.4526 | 1.38 | 1.632 | 3.0849 | 1.38 | 0 | 1.38 | 5.7609 | 96.0151 | 0.19693 | 0.046442 | 0 | 1.7 | 3.0849
2007-01-13 23:00 | 0 | 0 | 51.5182 | 90 | 0 | 0 | 0.37079 | 0.37079 | 0 | 0 | 0 | 0.37079 | 0 | 0 | 5.5511e-17 | 0 | 0 | 0.39031 | 0.37079 | 0 | 0 | 0.25203 | 4.3269 | 0 | 0.39031 | -0.39031 | 5.3495 | 89.1581 | 0.19693 | 0.40787 | 0 | 0 | 4.3269
2007-01-14 | 0 | 0 | 12.754 | 90 | 0 | 0 | 0.56369 | 0.56369 | 0 | 0 | 0 | 0.56369 | 0 | 0 | 0 | 0 | 0 | 0.59336 | 0.56369 | 0 | 0 | 0.6857 | 3.9366 | 0 | 0.59336 | -0.59336 | 4.724 | 78.7339 | 0.19693 | 0.62006 | 0 | 0 | 3.9366
2007-01-14 01:00 | 0 | 0 | -41.0828 | 90 | 0 | 0 | 0.21041 | 0.21041 | 0 | 0 | 0 | 0.21041 | 0 | 0 | 2.7756e-17 | 0 | 0 | 0.22149 | 0.21041 | 0 | 0 | 1.345 | 3.3432 | 0 | 0.22149 | -0.22149 | 4.4906 | 74.8427 | 0.19693 | 0.23146 | 0 | 0 | 3.3432
2007-01-14 02:00 | 0 | 0 | -61.0008 | 90 | 0 | 0 | 0.18803 | 0.18803 | 0 | 0 | 0 | 0.18803 | 0 | 0 | 2.7756e-17 | 0 | 0 | 0.19792 | 0.18803 | 0 | 0 | 1.5911 | 3.1217 | 0 | 0.19792 | -0.19792 | 4.2819 | 71.3655 | 0.19693 | 0.20683 | 0 | 0 | 3.1217
2007-01-14 03:00 | 0 | 0 | -67.6838 | 90 | 0 | 0 | 0.098811 | 0.098811 | 0 | 0 | 0 | 0.098811 | 0 | 0 | 0 | 0 | 0 | 0.10401 | 0.098811 | 0 | 0 | 1.811 | 2.9238 | 0 | 0.10401 | -0.10401 | 4.1723 | 69.5382 | 0.19693 | 0.10869 | 0 | 0 | 2.9238
2007-01-14 04:00 | 0 | 0 | -69.9751 | 90 | 0 | 0 | 0.36396 | 0.36396 | 0 | 0 | 0 | 0.36396 | 0 | 0 | 5.5511e-17 | 0 | 0 | 0.38311 | 0.36396 | 0 | 0 | 1.9266 | 2.8198 | 0 | 0.38311 | -0.38311 | 3.7685 | 62.8076 | 0.19693 | 0.40035 | 0 | 0 | 2.8198
2007-01-14 05:00 | 0 | 0 | -70.194 | 90 | 0 | 0 | 0.0090928 | 0.0090928 | 0 | 0 | 0 | 0.0090928 | 0 | 0 | 1.7347e-18 | 0 | 0 | 0.0095714 | 0.0090928 | 0 | 0 | 2.3523 | 2.4367 | 0 | 0.0095714 | -0.0095714 | 3.7584 | 62.6395 | 0.19693 | 0.010002 | 0 | 0 | 2.4367
2007-01-14 06:00 | 0.00027714 | 0 | -69.0335 | 90 | 0 | 0 | 0.51916 | 0.51916 | 0 | 0 | 0 | 0.51916 | 0 | 0 | 0 | 0 | 0 | 0.54649 | 0.51916 | 0 | 0 | 2.3629 | 2.4271 | 0 | 0.54649 | -0.54649 | 3.1823 | 53.0387 | 0.19693 | 0.57108 | 0 | 0 | 2.4271
2007-01-14 07:00 | 0.085444 | 7.6187 | -66.5954 | 78.8869 | 0.098663 | 0.17601 | 1.8734 | 1.8734 | 1.7 | 0 | 0.5202 | 1.8734 | 9.3956 | 5.5511e-17 | 0 | 0 | 0.17601 | 0.18249 | 0.17337 | 0 | 0 | 2.9701 | 1.8806 | 0 | 0.00648 | -0.00648 | 3.1755 | 52.9249 | 0.19693 | 2.0607 | 0.14081 | 1.7 | 2.0566
2007-01-14 08:00 | 0.34796 | 21.0151 | -62.6005 | 65.0637 | 0.40148 | 0.71624 | 2.1127 | 2.1127 | 1.7 | 0 | 0.5202 | 2.1127 | 33.9017 | 0 | 0 | 0 | 0.71624 | 0.43442 | 0.4127 | 0 | 0 | 2.9773 | 1.8741 | 0.28182 | 0 | 0.28182 | 3.4429 | 57.3808 | 0.19729 | 2.324 | 0.57299 | 1.7 | 2.5904
2007-01-14 09:00 | 0.49316 | 33.7989 | -56.3103 | 51.5561 | 0.53801 | 0.95982 | 0.73134 | 0.73134 | 1.7 | 0 | 0.5202 | 0.73134 | 131.2405 | 0 | 0 | 0 | 0.95982 | 0 | 0 | 0.96866 | 0.92023 | 2.6955 | 2.1278 | 1.88 | 0 | 1.88 | 5.2264 | 87.1068 | 0.19751 | 0.80447 | 0.76785 | 1.7 | 3.0876
2007-01-14 10:00 | 0.43258 | 45.4063 | -46.2294 | 38.7832 | 0.44284 | 0.79002 | 0.11978 | 0.11978 | 0 | 0 | 0 | 0.11978 | 659.5466 | 0 | 0 | 0 | 0.79002 | 0.12609 | 0.11978 | 0 | 0 | 0.81544 | 3.8198 | 0.66393 | 0 | 0.66393 | 5.8563 | 97.6045 | 0.19571 | 0.13176 | 0.63202 | 0 | 4.6098
2007-01-14 11:00 | 0.4562 | 54.6337 | -29.8372 | 27.8493 | 0.46264 | 0.82534 | 0 | 0 | 0 | 0 | 0 | 0 | 0 | 0.67384 | 0 | 0 | 0.82534 | 0 | 0 | 0 | 0 | 0.15151 | 4.4173 | 0.15151 | 0 | 0.15151 | 6 | 100 | 0.1953 | 0 | 0.66027 | 0 | 5.2427
2007-01-14 12:00 | 0.69905 | 59.2413 | -5.537 | 21.7842 | 0.73552 | 1.3122 | 0 | 0 | 0 | 0 | 0 | 0 | 0 | 1.3122 | 0 | 0 | 1.3122 | 0 | 0 | 0 | 0 | 0 | 4.5537 | 0 | 0 | 0 | 6 | 100 | 0.1953 | 0 | 1.0497 | 0 | 5.8659
2007-01-14 13:00 | 0.75724 | 57.2137 | 20.8398 | 24.5329 | 0.80658 | 1.4389 | 1.0263 | 1.0263 | 0 | 0 | 0 | 1.0263 | 140.2072 | 0.35863 | 0 | 0 | 1.4389 | 1.0803 | 1.0263 | 0 | 0 | 0 | 4.5537 | 0 | 0 | 0 | 6 | 100 | 0.1953 | 1.1289 | 1.1512 | 0 | 5.9926
2007-01-14 14:00 | 0.64164 | 49.5383 | 40.5065 | 34.0174 | 0.68191 | 1.2165 | 0.91155 | 0.91155 | 0 | 0 | 0 | 0.91155 | 133.4574 | 0.257 | 0 | 0 | 1.2165 | 0.95953 | 0.91155 | 0 | 0 | 0 | 4.5537 | 0 | 0 | 0 | 6 | 100 | 0.1953 | 1.0027 | 0.97323 | 0 | 5.7702
2007-01-14 15:00 | 0.40778 | 38.6971 | 52.7982 | 46.2483 | 0.42228 | 0.75334 | 0.91139 | 0.91139 | 0 | 0 | 0 | 0.91139 | 82.6584 | 1.1102e-16 | 0 | 0 | 0.75334 | 0.95936 | 0.91139 | 0 | 0 | 0 | 4.5537 | 0 | 0.20602 | -0.20602 | 5.7828 | 96.3807 | 0.1953 | 1.0025 | 0.60267 | 0 | 5.307
2007-01-14 16:00 | 0.28539 | 26.2973 | 60.3885 | 59.5304 | 0.29887 | 0.53319 | 0 | 0 | 0 | 0 | 0 | 0 | 0 | 0.30428 | 0 | 0 | 0.53319 | 0 | 0 | 0 | 0 | 0.22891 | 4.3477 | 0.22891 | 0 | 0.22891 | 6 | 100 | 0.19469 | 0 | 0.42655 | 0 | 4.8809
2007-01-14 17:00 | 0.13885 | 13.1047 | 65.1917 | 73.2571 | 0.14937 | 0.26648 | 1.4098 | 1.4098 | 1.1566 | 0 | 0.37185 | 1.4098 | 18.9026 | 1.1102e-16 | 0 | 0 | 0.26648 | 0.26648 | 0.25316 | 0 | 0 | 0 | 4.5537 | 0 | 0 | 0 | 6 | 100 | 0.19469 | 1.5507 | 0.21319 | 1.7 | 4.8202
2007-01-14 18:00 | 0.015488 | 0 | 68.2059 | 90 | 0 | 0 | 1.2528 | 1.2528 | 0 | 0 | 0 | 1.2528 | 0 | 0 | 0 | 0 | 0 | 1.3187 | 1.2528 | 0 | 0 | 0 | 4.5537 | 0 | 1.3187 | -1.3187 | 4.6099 | 76.8322 | 0.19469 | 1.3781 | 0 | 0 | 4.5537
2007-01-14 19:00 | 0 | 0 | 69.8745 | 90 | 0 | 0 | 0 | 0 | 0 | 0 | 0 | 0 | 0 | 0 | 0 | 0 | 0 | 0 | 0 | 0 | 0 | 1.4653 | 3.235 | 0 | 0 | 0 | 4.6099 | 76.8322 | 0.19469 | 0 | 0 | 0 | 3.235
2007-01-14 20:00 | 0 | 0 | 70.2557 | 90 | 0 | 0 | 3.0026 | 3.0026 | 1.7 | 0 | 0.5202 | 3.0026 | 0 | 0 | 0 | 0.22283 | 0 | 1.3711 | 1.3026 | 0 | 0 | 1.4653 | 3.235 | 0 | 1.3711 | -1.3711 | 3.1646 | 52.7441 | 0.19469 | 3.3028 | 0 | 1.7 | 3.235
2007-01-14 21:00 | 0 | 0 | 68.9507 | 90 | 0 | 0 | 3.3645 | 3.08 | 1.7 | 0 | 0.5202 | 3.08 | 0 | 0 | 0.28445 | 0.6209 | 0 | 1.4526 | 1.38 | 0 | 0 | 2.9887 | 1.8638 | 0 | 1.4526 | -1.4526 | 1.6334 | 27.224 | 0.19469 | 3.7009 | 0 | 1.7 | 1.8638
2007-01-14 22:00 | 0 | 0 | 64.5409 | 90 | 0 | 0 | 0.47479 | 0.47479 | 1.7 | 0 | 0.5202 | 0.47479 | 0 | 0 | 0 | 0 | 0 | 0 | 0 | 1.2252 | 1.164 | 4.6028 | 0.4112 | 1.164 | 0 | 1.164 | 2.7377 | 45.6276 | 0.19664 | 0.52227 | 0 | 1.7 | 0.4112
2007-01-14 23:00 | 0 | 0 | 52.0026 | 90 | 0 | 0 | 0 | 0 | 1.4526 | 0 | 0.45267 | 0 | 0 | 0 | 0 | 0 | 0 | 0 | 0 | 1.4526 | 1.38 | 3.4388 | 1.4588 | 1.38 | 0 | 1.38 | 4.0468 | 67.4473 | 0.19718 | 0 | 0 | 1.7 | 1.4588
2007-01-15 | 0 | 0 | 13.3028 | 90 | 0 | 0 | 0.064492 | 0.064492 | 1.5171 | 0 | 0.47027 | 0.064492 | 0 | 2.2204e-16 | 0 | 0 | 0 | 0 | 0 | 1.4526 | 1.38 | 2.0588 | 2.7008 | 1.38 | 0 | 1.38 | 5.356 | 89.267 | 0.19795 | 0.070941 | 0 | 1.7 | 2.7008
2007-01-15 01:00 | 0 | 0 | -41.2561 | 90 | 0 | 0 | 0.48891 | 0.48891 | 0 | 0 | 0 | 0.48891 | 0 | 0 | 5.5511e-17 | 0 | 0 | 0.51464 | 0.48891 | 0 | 0 | 0.67882 | 3.9428 | 0 | 0.51464 | -0.51464 | 4.8136 | 80.2257 | 0.19795 | 0.5378 | 0 | 0 | 3.9428
2007-01-15 02:00 | 0 | 0 | -61.245 | 90 | 0 | 0 | 0.15347 | 0.15347 | 0 | 0 | 0 | 0.15347 | 0 | 0 | 2.7756e-17 | 0 | 0 | 0.16155 | 0.15347 | 0 | 0 | 1.2506 | 3.4281 | 0 | 0.16155 | -0.16155 | 4.6433 | 77.3876 | 0.19795 | 0.16882 | 0 | 0 | 3.4281
2007-01-15 03:00 | 0 | 0 | -67.8951 | 90 | 0 | 0 | 0.36755 | 0.36755 | 0 | 0 | 0 | 0.36755 | 0 | 0 | 0 | 0 | 0 | 0.3869 | 0.36755 | 0 | 0 | 1.4301 | 3.2666 | 0 | 0.3869 | -0.3869 | 4.2354 | 70.5906 | 0.19795 | 0.40431 | 0 | 0 | 3.2666
2007-01-15 04:00 | 0 | 0 | -70.1618 | 90 | 0 | 0 | 0.48706 | 0.48706 | 0 | 0 | 0 | 0.48706 | 0 | 0 | 5.5511e-17 | 0 | 0 | 0.51269 | 0.48706 | 0 | 0 | 1.86 | 2.8797 | 0 | 0.51269 | -0.51269 | 3.695 | 61.5835 | 0.19795 | 0.53576 | 0 | 0 | 2.8797
2007-01-15 05:00 | 0 | 0 | -70.368 | 90 | 0 | 0 | 0.25588 | 0.25588 | 0 | 0 | 0 | 0.25588 | 0 | 0 | 5.5511e-17 | 0 | 0 | 0.26935 | 0.25588 | 0 | 0 | 2.4297 | 2.367 | 0 | 0.26935 | -0.26935 | 3.4111 | 56.8515 | 0.19795 | 0.28147 | 0 | 0 | 2.367
2007-01-15 06:00 | 0.0002886 | 0 | -69.2046 | 90 | 0 | 0 | 0.31996 | 0.31996 | 0 | 0 | 0 | 0.31996 | 0 | 0 | 5.5511e-17 | 0 | 0 | 0.3368 | 0.31996 | 0 | 0 | 2.729 | 2.0976 | 0 | 0.3368 | -0.3368 | 3.0561 | 50.9345 | 0.19795 | 0.35196 | 0 | 0 | 2.0976
2007-01-15 07:00 | 0.1475 | 7.5704 | -66.7725 | 78.9604 | 0.21084 | 0.37614 | 0 | 0 | 0 | 0 | 0 | 0 | 0 | 0 | 0 | 0 | 0.37614 | 0 | 0 | 0 | 0 | 3.1032 | 1.7608 | 0.37614 | 0 | 0.37614 | 3.4129 | 56.8818 | 0.19698 | 0 | 0.30091 | 0 | 2.137
2007-01-15 08:00 | 0.43877 | 20.9871 | -62.7932 | 65.1191 | 0.51241 | 0.91414 | 2.0402 | 2.0402 | 1.7 | 0 | 0.5202 | 2.0402 | 44.8075 | 0 | 0 | 0 | 0.91414 | 0.35806 | 0.34016 | 0 | 0 | 2.727 | 2.0994 | 0.55608 | 0 | 0.55608 | 3.9405 | 65.6742 | 0.19764 | 2.2442 | 0.73132 | 1.7 | 3.0135
2007-01-15 09:00 | 0.64311 | 33.7976 | -56.5294 | 51.5878 | 0.71504 | 1.2756 | 0.25886 | 0.25886 | 1.2013 | 0 | 0.38406 | 0.25886 | 492.7921 | 1.1102e-16 | 0 | 0 | 1.2756 | 0 | 0 | 0.94245 | 0.89533 | 2.171 | 2.5998 | 2.171 | 0 | 2.171 | 6 | 100 | 0.19521 | 0.28474 | 1.0205 | 1.7 | 3.8755
2007-01-15 10:00 | 0.76755 | 45.4429 | -46.4836 | 38.7796 | 0.83586 | 1.4912 | 1.9685 | 1.9685 | 0.58846 | 0 | 0.21675 | 1.9685 | 75.7536 | 0.038545 | 0 | 0 | 1.4912 | 1.4526 | 1.38 | 0 | 0 | 0 | 4.5537 | 0 | 0 | 0 | 6 | 100 | 0.19521 | 2.1653 | 1.1929 | 1.7 | 6.0449
2007-01-15 11:00 | 0.93896 | 54.724 | -30.1107 | 27.7868 | 1.0143 | 1.8095 | 0.18723 | 0.18723 | 0 | 0 | 0 | 0.18723 | 966.4359 | 1.6124 | 0 | 0 | 1.8095 | 0.19709 | 0.18723 | 0 | 0 | 0 | 4.5537 | 0 | 0 | 0 | 6 | 100 | 0.19521 | 0.20596 | 1.4476 | 0 | 6.3632
2007-01-15 12:00 | 0.85837 | 59.3919 | -5.7377 | 21.6379 | 0.92041 | 1.642 | 1.2629 | 1.2629 | 0.425 | 0 | 0.17213 | 1.2629 | 130.0212 | 0.76003 | 0 | 0 | 1.642 | 0.88197 | 0.83787 | 0 | 0 | 0 | 4.5537 | 0 | 0 | 0 | 6 | 100 | 0.19521 | 1.3892 | 1.3136 | 1.7 | 6.1957
2007-01-15 13:00 | 0.93071 | 57.3948 | 20.8043 | 24.3509 | 1.0031 | 1.7895 | 0 | 0 | 0 | 0 | 0 | 0 | 0 | 1.7895 | 0 | 0 | 1.7895 | 0 | 0 | 0 | 0 | 0 | 4.5537 | 0 | 0 | 0 | 6 | 100 | 0.19521 | 0 | 1.4316 | 0 | 6.3432
2007-01-15 14:00 | 0.82369 | 49.7139 | 40.5812 | 33.8536 | 0.89291 | 1.593 | 0.76292 | 0.76292 | 0 | 0 | 0 | 0.76292 | 208.7972 | 0.78988 | 0 | 0 | 1.593 | 0.80307 | 0.76292 | 0 | 0 | 0 | 4.5537 | 0 | 0 | 0 | 6 | 100 | 0.19521 | 0.83921 | 1.2744 | 0 | 6.1466
2007-01-15 15:00 | 0.53778 | 38.8555 | 52.9135 | 46.1079 | 0.57885 | 1.0327 | 1.8886 | 1.8886 | 0.90757 | 0 | 0.30387 | 1.8886 | 54.6791 | 0 | 0 | 0 | 1.0327 | 1.0327 | 0.98104 | 0 | 0 | 0 | 4.5537 | 0 | 0 | 0 | 6 | 100 | 0.19521 | 2.0775 | 0.82614 | 1.7 | 5.5864
2007-01-15 16:00 | 0.44531 | 26.4384 | 60.5171 | 59.4094 | 0.50276 | 0.89692 | 0.36007 | 0.36007 | 0 | 0 | 0 | 0.36007 | 249.0936 | 0.51789 | 0 | 0 | 0.89692 | 0.37902 | 0.36007 | 0 | 0 | 0 | 4.5537 | 0 | 0 | 0 | 6 | 100 | 0.19521 | 0.39608 | 0.71753 | 0 | 5.4506
2007-01-15 17:00 | 0.20812 | 13.2303 | 65.3272 | 73.1526 | 0.25278 | 0.45097 | 2.2277 | 2.2277 | 1.7 | 0 | 0.5202 | 2.2277 | 20.2431 | 1.1102e-16 | 0 | 0 | 0.45097 | 0.55553 | 0.52775 | 0 | 0 | 0 | 4.5537 | 0 | 0.10456 | -0.10456 | 5.8898 | 98.1631 | 0.19521 | 2.4505 | 0.36077 | 1.7 | 5.0047
2007-01-15 18:00 | 0.024746 | 0 | 68.3499 | 90 | 0 | 0 | 1.3997 | 1.3997 | 1.5219 | 0 | 0.47159 | 1.3997 | 0 | 0 | 0 | 0 | 0 | 0 | 0 | 0.12229 | 0.11618 | 0.11618 | 4.4491 | 0.11618 | 0 | 0.11618 | 6 | 100 | 0.19539 | 1.5396 | 0 | 1.7 | 4.4491
2007-01-15 19:00 | 0 | 0 | 70.0332 | 90 | 0 | 0 | 2.8601 | 2.8601 | 1.7 | 0 | 0.5202 | 2.8601 | 0 | 0 | 4.4409e-16 | 0.066135 | 0 | 1.2212 | 1.1601 | 0 | 0 | 0 | 4.5537 | 0 | 1.2212 | -1.2212 | 4.7128 | 78.5461 | 0.19539 | 3.1461 | 0 | 1.7 | 4.5537
2007-01-15 20:00 | 0 | 0 | 70.4399 | 90 | 0 | 0 | 2.0615 | 2.0615 | 1.7 | 0 | 0.5202 | 2.0615 | 0 | 0 | 0 | 0 | 0 | 0.38056 | 0.36153 | 0 | 0 | 1.3569 | 3.3325 | 0 | 0.38056 | -0.38056 | 4.3116 | 71.8603 | 0.19539 | 2.2677 | 0 | 1.7 | 3.3325
2007-01-15 21:00 | 0 | 0 | 69.1805 | 90 | 0 | 0 | 0.82821 | 0.82821 | 1.7 | 0 | 0.5202 | 0.82821 | 0 | 0 | 0 | 0 | 0 | 0 | 0 | 0.87179 | 0.8282 | 1.7797 | 2.9519 | 0.8282 | 0 | 0.8282 | 5.0973 | 84.9553 | 0.19666 | 0.91103 | 0 | 1.7 | 2.9519
2007-01-15 22:00 | 0 | 0 | 64.8581 | 90 | 0 | 0 | 0.13164 | 0.13164 | 0 | 0 | 0 | 0.13164 | 0 | 0 | 0 | 0 | 0 | 0.13857 | 0.13164 | 0 | 0 | 0.95151 | 3.6973 | 0 | 0.13857 | -0.13857 | 4.9513 | 82.5208 | 0.19666 | 0.14481 | 0 | 0 | 3.6973
2007-01-15 23:00 | 0 | 0 | 52.4995 | 90 | 0 | 0 | 0.29309 | 0.29309 | 0 | 0 | 0 | 0.29309 | 0 | 0 | 0 | 0 | 0 | 0.30852 | 0.29309 | 0 | 0 | 1.1055 | 3.5588 | 0 | 0.30852 | -0.30852 | 4.6261 | 77.1008 | 0.19666 | 0.3224 | 0 | 0 | 3.5588
2007-01-16 | 0 | 0 | 13.8622 | 90 | 0 | 0 | 0.23325 | 0.23325 | 0 | 0 | 0 | 0.23325 | 0 | 0 | 2.7756e-17 | 0 | 0 | 0.24553 | 0.23325 | 0 | 0 | 1.4483 | 3.2502 | 0 | 0.24553 | -0.24553 | 4.3672 | 72.7873 | 0.19666 | 0.25658 | 0 | 0 | 3.2502
2007-01-16 01:00 | 0 | 0 | -41.4529 | 90 | 0 | 0 | 0.27416 | 0.27416 | 0 | 0 | 0 | 0.27416 | 0 | 0 | 5.5511e-17 | 0 | 0 | 0.28859 | 0.27416 | 0 | 0 | 1.7211 | 3.0047 | 0 | 0.28859 | -0.28859 | 4.0631 | 67.7174 | 0.19666 | 0.30157 | 0 | 0 | 3.0047
2007-01-16 02:00 | 0 | 0 | -61.5051 | 90 | 0 | 0 | 0 | 0 | 0 | 0 | 0 | 0 | 0 | 0 | 0 | 0 | 0 | 0 | 0 | 0 | 0 | 2.0417 | 2.7161 | 0 | 0 | 0 | 4.0631 | 67.7174 | 0.19666 | 0 | 0 | 0 | 2.7161
2007-01-16 03:00 | 0 | 0 | -68.1171 | 90 | 0 | 0 | 0 | 0 | 0 | 0 | 0 | 0 | 0 | 0 | 0 | 0 | 0 | 0 | 0 | 0 | 0 | 2.0417 | 2.7161 | 0 | 0 | 0 | 4.0631 | 67.7174 | 0.19666 | 0 | 0 | 0 | 2.7161
2007-01-16 04:00 | 0 | 0 | -70.3566 | 90 | 0 | 0 | 0.47749 | 0.47749 | 0 | 0 | 0 | 0.47749 | 0 | 0 | 0 | 0 | 0 | 0.50262 | 0.47749 | 0 | 0 | 2.0417 | 2.7161 | 0 | 0.50262 | -0.50262 | 3.5332 | 58.8873 | 0.19666 | 0.52524 | 0 | 0 | 2.7161
2007-01-16 05:00 | 0 | 0 | -70.5488 | 90 | 0 | 0 | 0.15208 | 0.15208 | 0 | 0 | 0 | 0.15208 | 0 | 0 | 2.7756e-17 | 0 | 0 | 0.16009 | 0.15208 | 0 | 0 | 2.6002 | 2.2135 | 0 | 0.16009 | -0.16009 | 3.3645 | 56.0749 | 0.19666 | 0.16729 | 0 | 0 | 2.2135
2007-01-16 06:00 | 0.0003634 | 0 | -69.3818 | 90 | 0 | 0 | 0 | 0 | 0 | 0 | 0 | 0 | 0 | 0 | 0 | 0 | 0 | 0 | 0 | 0 | 0 | 2.7781 | 2.0534 | 0 | 0 | 0 | 3.3645 | 56.0749 | 0.19666 | 0 | 0 | 0 | 2.0534
2007-01-16 07:00 | 0.10859 | 7.5253 | -66.9555 | 79.0318 | 0.14223 | 0.25375 | 1.0874 | 1.0874 | 0 | 0 | 0 | 1.0874 | 23.336 | 0 | 0 | 0 | 0.25375 | 1.1446 | 1.0874 | 0 | 0 | 2.7781 | 2.0534 | 0 | 0.89084 | -0.89084 | 2.4255 | 40.4244 | 0.19666 | 1.1961 | 0.203 | 0 | 2.3072
2007-01-16 08:00 | 0.31949 | 20.9627 | -62.9916 | 65.1718 | 0.36294 | 0.64748 | 0 | 0 | 0 | 0 | 0 | 0 | 0 | 0 | 0 | 0 | 0.64748 | 0 | 0 | 0 | 0 | 3.7679 | 1.1626 | 0.64748 | 0 | 0.64748 | 3.0397 | 50.662 | 0.1951 | 0 | 0.51799 | 0 | 1.8101
2007-01-16 09:00 | 0.35195 | 33.8004 | -56.7543 | 51.6163 | 0.36427 | 0.64986 | 0.71788 | 0.71788 | 0 | 0 | 0 | 0.71788 | 90.5249 | 0 | 0 | 0 | 0.64986 | 0.75567 | 0.71788 | 0 | 0 | 3.1204 | 1.7453 | 0 | 0.1058 | -0.1058 | 2.9282 | 48.8032 | 0.1951 | 0.78967 | 0.51989 | 0 | 2.3952
2007-01-16 10:00 | 0.34372 | 45.4843 | -46.7434 | 38.7721 | 0.34601 | 0.61729 | 0.60515 | 0.60515 | 0 | 0 | 0 | 0.60515 | 102.0051 | 1.1102e-16 | 0 | 0 | 0.61729 | 0.637 | 0.60515 | 0 | 0 | 3.238 | 1.6395 | 0 | 0.019716 | -0.019716 | 2.9074 | 48.4568 | 0.1951 | 0.66567 | 0.49383 | 0 | 2.2568
2007-01-16 11:00 | 0.63747 | 54.8201 | -30.3885 | 27.7194 | 0.66837 | 1.1924 | 0 | 0 | 0 | 0 | 0 | 0 | 0 | 0 | 0 | 0 | 1.1924 | 0 | 0 | 0 | 0 | 3.2599 | 1.6198 | 1.1924 | 0 | 1.1924 | 4.0386 | 67.3098 | 0.19229 | 0 | 0.9539 | 0 | 2.8122
2007-01-16 12:00 | 0.6851 | 59.5487 | -5.9379 | 21.4857 | 0.71837 | 1.2816 | 0.72052 | 0.72052 | 0 | 0 | 0 | 0.72052 | 177.8692 | 0 | 0 | 0 | 1.2816 | 0.75844 | 0.72052 | 0 | 0 | 2.0675 | 2.6929 | 0.52314 | 0 | 0.52314 | 4.5349 | 75.5814 | 0.19108 | 0.79257 | 1.0253 | 0 | 3.9745
2007-01-16 13:00 | 0.22309 | 57.581 | 20.776 | 24.1643 | 0.22238 | 0.39673 | 0 | 0 | 0 | 0 | 0 | 0 | 0 | 0 | 0 | 0 | 0.39673 | 0 | 0 | 0 | 0 | 1.5444 | 3.1638 | 0.39673 | 0 | 0.39673 | 4.9113 | 81.8542 | 0.19018 | 0 | 0.31738 | 0 | 3.5605
2007-01-16 14:00 | 0.13348 | 49.8927 | 40.6653 | 33.6878 | 0.13298 | 0.23724 | 0.41115 | 0.41115 | 0 | 0 | 0 | 0.41115 | 57.7013 | 0 | 5.5511e-17 | 0 | 0.23724 | 0.43278 | 0.41115 | 0 | 0 | 1.1476 | 3.5208 | 0 | 0.19555 | -0.19555 | 4.7051 | 78.4188 | 0.19018 | 0.45226 | 0.18979 | 0 | 3.758
2007-01-16 15:00 | 0.18486 | 39.0156 | 53.0375 | 45.9671 | 0.18442 | 0.32901 | 0 | 0 | 0 | 0 | 0 | 0 | 0 | 0 | 0 | 0 | 0.32901 | 0 | 0 | 0 | 0 | 1.3649 | 3.3253 | 0.32901 | 0 | 0.32901 | 5.0173 | 83.6208 | 0.18943 | 0 | 0.26321 | 0 | 3.6543
2007-01-16 16:00 | 0.1986 | 26.5801 | 60.6533 | 59.2889 | 0.20004 | 0.35687 | 0 | 0 | 0 | 0 | 0 | 0 | 0 | 0 | 0 | 0 | 0.35687 | 0 | 0 | 0 | 0 | 1.0359 | 3.6214 | 0.35687 | 0 | 0.35687 | 5.3558 | 89.2634 | 0.18863 | 0 | 0.28549 | 0 | 3.9782
2007-01-16 17:00 | 0.08371 | 13.3558 | 65.4695 | 73.0492 | 0.084122 | 0.15007 | 1.0545 | 1.0545 | 0 | 0 | 0 | 1.0545 | 14.2321 | 0 | 2.2204e-16 | 0 | 0.15007 | 1.11 | 1.0545 | 0 | 0 | 0.67904 | 3.9426 | 0 | 0.95989 | -0.95989 | 4.344 | 72.3998 | 0.18863 | 1.1599 | 0.12006 | 0 | 4.0926
2007-01-16 18:00 | 0.016712 | 0 | 68.5005 | 90 | 0 | 0 | 1.0313 | 1.0313 | 0 | 0 | 0 | 1.0313 | 0 | 0 | 2.2204e-16 | 0 | 0 | 1.0856 | 1.0313 | 0 | 0 | 1.7456 | 2.9827 | 0 | 1.0856 | -1.0856 | 3.1997 | 53.328 | 0.18863 | 1.1344 | 0 | 0 | 2.9827
2007-01-16 19:00 | 0 | 0 | 70.1983 | 90 | 0 | 0 | 1.623 | 1.623 | 1.7 | 0 | 0.5202 | 1.623 | 0 | 0 | 0 | 0 | 0 | 0 | 0 | 0.077025 | 0.073173 | 2.9518 | 1.8971 | 0.073173 | 0 | 0.073173 | 3.2691 | 54.4849 | 0.18874 | 1.7853 | 0 | 1.7 | 1.8971
2007-01-16 20:00 | 0 | 0 | 70.6308 | 90 | 0 | 0 | 0.97482 | 0.97482 | 1.7 | 0 | 0.5202 | 0.97482 | 0 | 0 | 0 | 0 | 0 | 0 | 0 | 0.72518 | 0.68892 | 2.8786 | 1.9629 | 0.68892 | 0 | 0.68892 | 3.9227 | 65.3777 | 0.1898 | 1.0723 | 0 | 1.7 | 1.9629
2007-01-16 21:00 | 0 | 0 | 69.4179 | 90 | 0 | 0 | 0 | 0 | 1.4526 | 0 | 0.45267 | 0 | 0 | 0 | 0 | 0 | 0 | 0 | 0 | 1.4526 | 1.38 | 2.1897 | 2.5829 | 1.38 | 0 | 1.38 | 5.2319 | 87.1974 | 0.19038 | 0 | 0 | 1.7 | 2.5829
2007-01-16 22:00 | 0 | 0 | 65.1846 | 90 | 0 | 0 | 0.083639 | 0.083639 | 0 | 0 | 0 | 0.083639 | 0 | 0 | 1.3878e-17 | 0 | 0 | 0.088041 | 0.083639 | 0 | 0 | 0.80971 | 3.8249 | 0 | 0.088041 | -0.088041 | 5.139 | 85.6506 | 0.19038 | 0.092003 | 0 | 0 | 3.8249
2007-01-16 23:00 | 0 | 0 | 53.0089 | 90 | 0 | 0 | 0 | 0 | 0 | 0 | 0 | 0 | 0 | 0 | 0 | 0 | 0 | 0 | 0 | 0 | 0 | 0.90753 | 3.7369 | 0 | 0 | 0 | 5.139 | 85.6506 | 0.19038 | 0 | 0 | 0 | 3.7369
2007-01-17 | 0 | 0 | 14.433 | 90 | 0 | 0 | 0.16525 | 0.16525 | 0 | 0 | 0 | 0.16525 | 0 | 0 | 2.7756e-17 | 0 | 0 | 0.17394 | 0.16525 | 0 | 0 | 0.90753 | 3.7369 | 0 | 0.17394 | -0.17394 | 4.9557 | 82.5948 | 0.19038 | 0.18177 | 0 | 0 | 3.7369
2007-01-17 01:00 | 0 | 0 | -41.6741 | 90 | 0 | 0 | 0.23016 | 0.23016 | 0 | 0 | 0 | 0.23016 | 0 | 0 | 2.7756e-17 | 0 | 0 | 0.24228 | 0.23016 | 0 | 0 | 1.1008 | 3.563 | 0 | 0.24228 | -0.24228 | 4.7003 | 78.3384 | 0.19038 | 0.25318 | 0 | 0 | 3.563
2007-01-17 02:00 | 0 | 0 | -61.7813 | 90 | 0 | 0 | 0 | 0 | 0 | 0 | 0 | 0 | 0 | 0 | 0 | 0 | 0 | 0 | 0 | 0 | 0 | 1.37 | 3.3207 | 0 | 0 | 0 | 4.7003 | 78.3384 | 0.19038 | 0 | 0 | 0 | 3.3207
2007-01-17 03:00 | 0 | 0 | -68.3498 | 90 | 0 | 0 | 0.098713 | 0.098713 | 0 | 0 | 0 | 0.098713 | 0 | 0 | 1.3878e-17 | 0 | 0 | 0.10391 | 0.098713 | 0 | 0 | 1.37 | 3.3207 | 0 | 0.10391 | -0.10391 | 4.5908 | 76.5129 | 0.19038 | 0.10858 | 0 | 0 | 3.3207
2007-01-17 04:00 | 0 | 0 | -70.5595 | 90 | 0 | 0 | 0.18204 | 0.18204 | 0 | 0 | 0 | 0.18204 | 0 | 0 | 2.7756e-17 | 0 | 0 | 0.19162 | 0.18204 | 0 | 0 | 1.4855 | 3.2168 | 0 | 0.19162 | -0.19162 | 4.3888 | 73.1465 | 0.19038 | 0.20024 | 0 | 0 | 3.2168
2007-01-17 05:00 | 0 | 0 | -70.7363 | 90 | 0 | 0 | 0 | 0 | 0 | 0 | 0 | 0 | 0 | 0 | 0 | 0 | 0 | 0 | 0 | 0 | 0 | 1.6984 | 3.0252 | 0 | 0 | 0 | 4.3888 | 73.1465 | 0.19038 | 0 | 0 | 0 | 3.0252
2007-01-17 06:00 | 0.00021302 | 0 | -69.565 | 90 | 0 | 0 | 0.15085 | 0.15085 | 0 | 0 | 0 | 0.15085 | 0 | 0 | 0 | 0 | 0 | 0.15878 | 0.15085 | 0 | 0 | 1.6984 | 3.0252 | 0 | 0.15878 | -0.15878 | 4.2214 | 70.3569 | 0.19038 | 0.16593 | 0 | 0 | 3.0252
2007-01-17 07:00 | 0.13309 | 7.4833 | -67.1441 | 79.1008 | 0.18808 | 0.33554 | 0.11893 | 0.11893 | 0 | 0 | 0 | 0.11893 | 282.1339 | 0 | 0 | 0 | 0.33554 | 0.12519 | 0.11893 | 0 | 0 | 1.8748 | 2.8664 | 0.21035 | 0 | 0.21035 | 4.421 | 73.6829 | 0.18991 | 0.13082 | 0.26843 | 0 | 3.2019
2007-01-17 08:00 | 0.39684 | 20.9419 | -63.1956 | 65.2216 | 0.46186 | 0.82396 | 2.0825 | 2.0825 | 1.7 | 0 | 0.5202 | 2.0825 | 39.5667 | 0 | 0 | 0 | 0.82396 | 0.40259 | 0.38246 | 0 | 0 | 1.6644 | 3.0557 | 0.42137 | 0 | 0.42137 | 4.8207 | 80.3454 | 0.19039 | 2.2907 | 0.65917 | 1.7 | 3.8797
2007-01-17 09:00 | 0.66365 | 33.8075 | -56.9847 | 51.6414 | 0.73715 | 1.3151 | 1.971 | 1.971 | 1.7 | 0 | 0.5202 | 1.971 | 66.7227 | 0 | 0 | 0 | 1.3151 | 0.28522 | 0.27096 | 0 | 0 | 1.2431 | 3.4349 | 1.0299 | 0 | 1.0299 | 5.7977 | 96.6288 | 0.19153 | 2.1681 | 1.0521 | 1.7 | 4.75
2007-01-17 10:00 | 0.83039 | 45.5306 | -47.0088 | 38.7606 | 0.90422 | 1.6131 | 0 | 0 | 0 | 0 | 0 | 0 | 0 | 1.3999 | 0 | 0 | 1.6131 | 0 | 0 | 0 | 0 | 0.21321 | 4.3618 | 0.21321 | 0 | 0.21321 | 6 | 100 | 0.19107 | 0 | 1.2905 | 0 | 5.9749
2007-01-17 11:00 | 0.98821 | 54.9218 | -30.6708 | 27.6471 | 1.0668 | 1.9032 | 1.5983 | 1.5983 | 0.425 | 0 | 0.17213 | 1.5983 | 119.0794 | 0.66819 | 0 | 0 | 1.9032 | 1.235 | 1.1733 | 0 | 0 | 0 | 4.5537 | 0 | 0 | 0 | 6 | 100 | 0.19107 | 1.7581 | 1.5226 | 1.7 | 6.4569
2007-01-17 12:00 | 0.97494 | 59.7116 | -6.1375 | 21.3276 | 1.0485 | 1.8705 | 0 | 0 | 0 | 0 | 0 | 0 | 0 | 1.8705 | 0 | 0 | 1.8705 | 0 | 0 | 0 | 0 | 0 | 4.5537 | 0 | 0 | 0 | 6 | 100 | 0.19107 | 0 | 1.4964 | 0 | 6.4242
2007-01-17 13:00 | 0.87751 | 57.7724 | 20.7551 | 23.9732 | 0.94297 | 1.6823 | 0.78484 | 0.78484 | 0 | 0 | 0 | 0.78484 | 214.3448 | 0.85612 | 0 | 0 | 1.6823 | 0.82615 | 0.78484 | 0 | 0 | 0 | 4.5537 | 0 | 0 | 0 | 6 | 100 | 0.19107 | 0.86332 | 1.3458 | 0 | 6.236
2007-01-17 14:00 | 0.9616 | 50.0747 | 40.7589 | 33.5202 | 1.0428 | 1.8604 | 0.15316 | 0.15316 | 0 | 0 | 0 | 0.15316 | 1214.669 | 1.6991 | 0 | 0 | 1.8604 | 0.16122 | 0.15316 | 0 | 0 | 0 | 4.5537 | 0 | 0 | 0 | 6 | 100 | 0.19107 | 0.16847 | 1.4883 | 0 | 6.414
2007-01-17 15:00 | 0.73893 | 39.1772 | 53.1702 | 45.826 | 0.81197 | 1.4485 | 1.6717 | 1.6717 | 0.425 | 0 | 0.17213 | 1.6717 | 86.6505 | 0.13622 | 0 | 0 | 1.4485 | 1.3123 | 1.2467 | 0 | 0 | 0 | 4.5537 | 0 | 0 | 0 | 6 | 100 | 0.19107 | 1.8389 | 1.1588 | 1.7 | 6.0022
2007-01-17 16:00 | 0.53706 | 26.7222 | 60.7971 | 59.1691 | 0.60904 | 1.0865 | 0.42334 | 0.42334 | 0 | 0 | 0 | 0.42334 | 256.6562 | 0.6409 | 0 | 0 | 1.0865 | 0.44562 | 0.42334 | 0 | 0 | 0 | 4.5537 | 0 | 0 | 0 | 6 | 100 | 0.19107 | 0.46567 | 0.86922 | 0 | 5.6402
2007-01-17 17:00 | 0.23712 | 13.4809 | 65.6187 | 72.9471 | 0.29292 | 0.52258 | 2.4269 | 2.4269 | 1.7 | 0 | 0.5202 | 2.4269 | 21.5323 | 1.1102e-16 | 0 | 0 | 0.52258 | 0.76521 | 0.72695 | 0 | 0 | 0 | 4.5537 | 0 | 0.24263 | -0.24263 | 5.7443 | 95.7374 | 0.19107 | 2.6696 | 0.41806 | 1.7 | 5.0763
2007-01-17 18:00 | 0.02052 | 0 | 68.6575 | 90 | 0 | 0 | 1.2706 | 1.2706 | 1.5544 | 0 | 0.48046 | 1.2706 | 0 | 0 | 0 | 0 | 0 | 0 | 0 | 0.28378 | 0.26959 | 0.26959 | 4.3111 | 0.26959 | 0 | 0.26959 | 6 | 100 | 0.19146 | 1.3977 | 0 | 1.7 | 4.3111
2007-01-17 19:00 | 0 | 0 | 70.3699 | 90 | 0 | 0 | 1.4848 | 1.4848 | 1.4848 | 0 | 0.46144 | 1.4848 | 0 | 0 | 0 | 0 | 0 | 0 | 0 | 0 | 0 | 0 | 4.5537 | 0 | 0 | 0 | 6 | 100 | 0.19146 | 1.6332 | 0 | 1.7 | 4.5537
2007-01-17 20:00 | 0 | 0 | 70.8286 | 90 | 0 | 0 | 1.3642 | 1.3642 | 1.3642 | 0 | 0.42853 | 1.3642 | 0 | 0 | 0 | 0 | 0 | 0 | 0 | 0 | 0 | 0 | 4.5537 | 0 | 0 | 0 | 6 | 100 | 0.19146 | 1.5006 | 0 | 1.7 | 4.5537
2007-01-17 21:00 | 0 | 0 | 69.6628 | 90 | 0 | 0 | 0.06262 | 0.06262 | 0 | 0 | 0 | 0.06262 | 0 | 0 | 1.3878e-17 | 0 | 0 | 0.065916 | 0.06262 | 0 | 0 | 0 | 4.5537 | 0 | 0.065916 | -0.065916 | 5.9305 | 98.842 | 0.19146 | 0.068882 | 0 | 0 | 4.5537
2007-01-17 22:00 | 0 | 0 | 65.5203 | 90 | 0 | 0 | 0.17591 | 0.17591 | 0 | 0 | 0 | 0.17591 | 0 | 0 | 0 | 0 | 0 | 0.18517 | 0.17591 | 0 | 0 | 0.073239 | 4.4878 | 0 | 0.18517 | -0.18517 | 5.7353 | 95.589 | 0.19146 | 0.1935 | 0 | 0 | 4.4878
2007-01-17 23:00 | 0 | 0 | 53.531 | 90 | 0 | 0 | 0 | 0 | 0 | 0 | 0 | 0 | 0 | 0 | 0 | 0 | 0 | 0 | 0 | 0 | 0 | 0.27898 | 4.3026 | 0 | 0 | 0 | 5.7353 | 95.589 | 0.19146 | 0 | 0 | 0 | 4.3026
2007-01-18 | 0 | 0 | 15.016 | 90 | 0 | 0 | 0.38163 | 0.38163 | 0 | 0 | 0 | 0.38163 | 0 | 0 | 5.5511e-17 | 0 | 0 | 0.40172 | 0.38163 | 0 | 0 | 0.27898 | 4.3026 | 0 | 0.40172 | -0.40172 | 5.3119 | 88.5315 | 0.19146 | 0.41979 | 0 | 0 | 4.3026
2007-01-18 01:00 | 0 | 0 | -41.9206 | 90 | 0 | 0 | 0.3643 | 0.3643 | 0 | 0 | 0 | 0.3643 | 0 | 0 | 5.5511e-17 | 0 | 0 | 0.38348 | 0.3643 | 0 | 0 | 0.72533 | 3.9009 | 0 | 0.38348 | -0.38348 | 4.9077 | 81.7945 | 0.19146 | 0.40074 | 0 | 0 | 3.9009
2007-01-18 02:00 | 0 | 0 | -62.0737 | 90 | 0 | 0 | 0.43906 | 0.43906 | 0 | 0 | 0 | 0.43906 | 0 | 0 | 0 | 0 | 0 | 0.46217 | 0.43906 | 0 | 0 | 1.1514 | 3.5174 | 0 | 0.46217 | -0.46217 | 4.4205 | 73.675 | 0.19146 | 0.48297 | 0 | 0 | 3.5174
2007-01-18 03:00 | 0 | 0 | -68.5932 | 90 | 0 | 0 | 0.093483 | 0.093483 | 0 | 0 | 0 | 0.093483 | 0 | 0 | 1.3878e-17 | 0 | 0 | 0.098403 | 0.093483 | 0 | 0 | 1.6649 | 3.0552 | 0 | 0.098403 | -0.098403 | 4.3168 | 71.9462 | 0.19146 | 0.10283 | 0 | 0 | 3.0552
2007-01-18 04:00 | 0 | 0 | -70.7706 | 90 | 0 | 0 | 0.40642 | 0.40642 | 0 | 0 | 0 | 0.40642 | 0 | 0 | 5.5511e-17 | 0 | 0 | 0.42781 | 0.40642 | 0 | 0 | 1.7743 | 2.9568 | 0 | 0.42781 | -0.42781 | 3.8658 | 64.4303 | 0.19146 | 0.44707 | 0 | 0 | 2.9568
2007-01-18 05:00 | 0 | 0 | -70.9306 | 90 | 0 | 0 | 0.050503 | 0.050503 | 0 | 0 | 0 | 0.050503 | 0 | 0 | 6.9389e-18 | 0 | 0 | 0.053161 | 0.050503 | 0 | 0 | 2.2496 | 2.529 | 0 | 0.053161 | -0.053161 | 3.8098 | 63.4964 | 0.19146 | 0.055553 | 0 | 0 | 2.529
2007-01-18 06:00 | 0.0001765 | 0 | -69.7542 | 90 | 0 | 0 | 0.47546 | 0.47546 | 0 | 0 | 0 | 0.47546 | 0 | 0 | 5.5511e-17 | 0 | 0 | 0.50048 | 0.47546 | 0 | 0 | 2.3087 | 2.4759 | 0 | 0.50048 | -0.50048 | 3.2822 | 54.7039 | 0.19146 | 0.523 | 0 | 0 | 2.4759
2007-01-18 07:00 | 0.1185 | 7.4446 | -67.3383 | 79.1675 | 0.16192 | 0.28887 | 1.7827 | 1.7827 | 1.7 | 0 | 0.5202 | 1.7827 | 16.2042 | 0 | 0 | 0 | 0.28887 | 0.087014 | 0.082664 | 0 | 0 | 2.8648 | 1.9754 | 0.20185 | 0 | 0.20185 | 3.4737 | 57.8954 | 0.19168 | 1.9609 | 0.23109 | 1.7 | 2.2643
2007-01-18 08:00 | 0.41998 | 20.9248 | -63.4052 | 65.2688 | 0.48879 | 0.87201 | 1.1669 | 1.1669 | 1.7 | 0 | 0.5202 | 1.1669 | 74.7301 | 0 | 0 | 0 | 0.87201 | 0 | 0 | 0.53312 | 0.50646 | 2.6629 | 2.157 | 1.3785 | 0 | 1.3785 | 4.7815 | 79.691 | 0.19304 | 1.2836 | 0.69761 | 1.7 | 3.0291
2007-01-18 09:00 | 0.69735 | 33.8187 | -57.2208 | 51.6633 | 0.77451 | 1.3817 | 0.54461 | 0.54461 | 0.45221 | 0 | 0.17955 | 0.54461 | 253.707 | 0 | 0 | 0 | 1.3817 | 0.097263 | 0.0924 | 0 | 0 | 1.2845 | 3.3977 | 1.2845 | 0 | 1.2845 | 6 | 100 | 0.19042 | 0.59907 | 1.1054 | 1.7 | 4.7794
2007-01-18 10:00 | 0.8977 | 45.5817 | -47.2797 | 38.7452 | 0.97771 | 1.7442 | 1.6547 | 1.6547 | 0.425 | 0 | 0.17213 | 1.6547 | 105.4081 | 0.44977 | 0 | 0 | 1.7442 | 1.2945 | 1.2297 | 0 | 0 | 0 | 4.5537 | 0 | 0 | 0 | 6 | 100 | 0.19042 | 1.8202 | 1.3954 | 1.7 | 6.2979
2007-01-18 11:00 | 1.0177 | 55.0291 | -30.9575 | 27.5699 | 1.0984 | 1.9595 | 1.8256 | 1.8256 | 0.44557 | 0 | 0.17774 | 1.8256 | 107.3343 | 0.50684 | 0 | 0 | 1.9595 | 1.4526 | 1.38 | 0 | 0 | 0 | 4.5537 | 0 | 0 | 0 | 6 | 100 | 0.19042 | 2.0081 | 1.5676 | 1.7 | 6.5132
2007-01-18 12:00 | 1.092 | 59.8805 | -6.3367 | 21.1635 | 1.1749 | 2.096 | 2.563 | 2.563 | 1.183 | 0 | 0.37907 | 2.563 | 81.7802 | 0.64342 | 0 | 0 | 2.096 | 1.4526 | 1.38 | 0 | 0 | 0 | 4.5537 | 0 | 0 | 0 | 6 | 100 | 0.19042 | 2.8193 | 1.6768 | 1.7 | 6.6497
2007-01-18 13:00 | 1.027 | 57.9687 | 20.7419 | 23.7778 | 1.1058 | 1.9727 | 0.55781 | 0.55781 | 0 | 0 | 0 | 0.55781 | 353.6505 | 1.3855 | 0 | 0 | 1.9727 | 0.58717 | 0.55781 | 0 | 0 | 0 | 4.5537 | 0 | 0 | 0 | 6 | 100 | 0.19042 | 0.6136 | 1.5782 | 0 | 6.5264
2007-01-18 14:00 | 0.84779 | 50.2596 | 40.8622 | 33.3507 | 0.91756 | 1.6369 | 2.2102 | 2.2102 | 0.83022 | 0 | 0.28275 | 2.2102 | 74.0614 | 0.18429 | 0 | 0 | 1.6369 | 1.4526 | 1.38 | 0 | 0 | 0 | 4.5537 | 0 | 0 | 0 | 6 | 100 | 0.19042 | 2.4312 | 1.3095 | 1.7 | 6.1906
2007-01-18 15:00 | 0.62276 | 39.3403 | 53.3116 | 45.6847 | 0.67927 | 1.2118 | 1.3529 | 1.3529 | 0.425 | 0 | 0.17213 | 1.3529 | 89.572 | 0.23508 | 0 | 0 | 1.2118 | 0.97674 | 0.9279 | 0 | 0 | 0 | 4.5537 | 0 | 0 | 0 | 6 | 100 | 0.19042 | 1.4882 | 0.96946 | 1.7 | 5.7655
2007-01-18 16:00 | 0.4983 | 26.8648 | 60.9485 | 59.05 | 0.56364 | 1.0055 | 0.31297 | 0.31297 | 0 | 0 | 0 | 0.31297 | 321.2906 | 0.67609 | 0 | 0 | 1.0055 | 0.32944 | 0.31297 | 0 | 0 | 0 | 4.5537 | 0 | 0 | 0 | 6 | 100 | 0.19042 | 0.34426 | 0.80443 | 0 | 5.5592
2007-01-18 17:00 | 0.2618 | 13.6057 | 65.7748 | 72.8465 | 0.32477 | 0.57939 | 3.3865 | 3.08 | 1.7 | 0 | 0.5202 | 3.08 | 18.8114 | 2.2204e-16 | 0.3065 | 0.64515 | 0.57939 | 1.4526 | 1.38 | 0 | 0 | 0 | 4.5537 | 0 | 0.87324 | -0.87324 | 5.0795 | 84.6588 | 0.19042 | 3.7251 | 0.46351 | 1.7 | 5.1331
2007-01-18 18:00 | 0.023577 | 0 | 68.821 | 90 | 0 | 0 | 0 | 0 | 0 | 0 | 0 | 0 | 0 | 0 | 0 | 0 | 0 | 0 | 0 | 0 | 0 | 0.97027 | 3.6804 | 0 | 0 | 0 | 5.0795 | 84.6588 | 0.19042 | 0 | 0 | 0 | 3.6804
2007-01-18 19:00 | 0 | 0 | 70.5479 | 90 | 0 | 0 | 0.63309 | 0.63309 | 0 | 0 | 0 | 0.63309 | 0 | 0 | 1.1102e-16 | 0 | 0 | 0.66641 | 0.63309 | 0 | 0 | 0.97027 | 3.6804 | 0 | 0.66641 | -0.66641 | 4.3771 | 72.9512 | 0.19042 | 0.69639 | 0 | 0 | 3.6804
2007-01-18 20:00 | 0 | 0 | 71.033 | 90 | 0 | 0 | 1.357 | 1.357 | 1.7 | 0 | 0.5202 | 1.357 | 0 | 0 | 0 | 0 | 0 | 0 | 0 | 0.34296 | 0.32581 | 1.7107 | 3.014 | 0.32581 | 0 | 0.32581 | 4.6862 | 78.1027 | 0.19087 | 1.4927 | 0 | 1.7 | 3.014
2007-01-18 21:00 | 0 | 0 | 69.9153 | 90 | 0 | 0 | 2.6228 | 2.6228 | 1.7 | 0 | 0.5202 | 2.6228 | 0 | 0 | 0 | 0 | 0 | 0.97138 | 0.92281 | 0 | 0 | 1.3849 | 3.3073 | 0 | 0.97138 | -0.97138 | 3.6622 | 61.0374 | 0.19087 | 2.8851 | 0 | 1.7 | 3.3073
2007-01-18 22:00 | 0 | 0 | 65.8651 | 90 | 0 | 0 | 0.04779 | 0.04779 | 1.5004 | 0 | 0.46572 | 0.04779 | 0 | 2.2204e-16 | 0 | 0 | 0 | 0 | 0 | 1.4526 | 1.38 | 2.4642 | 2.3359 | 1.38 | 0 | 1.38 | 4.9714 | 82.857 | 0.19155 | 0.052569 | 0 | 1.7 | 2.3359
2007-01-18 23:00 | 0 | 0 | 54.0658 | 90 | 0 | 0 | 0.13214 | 0.13214 | 0 | 0 | 0 | 0.13214 | 0 | 0 | 0 | 0 | 0 | 0.13909 | 0.13214 | 0 | 0 | 1.0842 | 3.5779 | 0 | 0.13909 | -0.13909 | 4.8248 | 80.4134 | 0.19155 | 0.14535 | 0 | 0 | 3.5779
2007-01-19 | 0 | 0 | 15.612 | 90 | 0 | 0 | 0.19046 | 0.19046 | 0 | 0 | 0 | 0.19046 | 0 | 0 | 2.7756e-17 | 0 | 0 | 0.20048 | 0.19046 | 0 | 0 | 1.2388 | 3.4388 | 0 | 0.20048 | -0.20048 | 4.6135 | 76.8913 | 0.19155 | 0.2095 | 0 | 0 | 3.4388
2007-01-19 01:00 | 0 | 0 | -42.1936 | 90 | 0 | 0 | 0.6496 | 0.6496 | 0 | 0 | 0 | 0.6496 | 0 | 0 | 1.1102e-16 | 0 | 0 | 0.68379 | 0.6496 | 0 | 0 | 1.4615 | 3.2383 | 0 | 0.68379 | -0.68379 | 3.8927 | 64.8783 | 0.19155 | 0.71456 | 0 | 0 | 3.2383
2007-01-19 02:00 | 0 | 0 | -62.3825 | 90 | 0 | 0 | 0 | 0 | 0 | 0 | 0 | 0 | 0 | 0 | 0 | 0 | 0 | 0 | 0 | 0 | 0 | 2.2213 | 2.5545 | 0 | 0 | 0 | 3.8927 | 64.8783 | 0.19155 | 0 | 0 | 0 | 2.5545
2007-01-19 03:00 | 0 | 0 | -68.8474 | 90 | 0 | 0 | 0.42084 | 0.42084 | 0 | 0 | 0 | 0.42084 | 0 | 0 | 5.5511e-17 | 0 | 0 | 0.44299 | 0.42084 | 0 | 0 | 2.2213 | 2.5545 | 0 | 0.44299 | -0.44299 | 3.4258 | 57.0958 | 0.19155 | 0.46293 | 0 | 0 | 2.5545
2007-01-19 04:00 | 0 | 0 | -70.9896 | 90 | 0 | 0 | 0.52213 | 0.52213 | 0 | 0 | 0 | 0.52213 | 0 | 0 | 0 | 0 | 0 | 0.54962 | 0.52213 | 0 | 0 | 2.7135 | 2.1115 | 0 | 0.54962 | -0.54962 | 2.8464 | 47.44 | 0.19155 | 0.57435 | 0 | 0 | 2.1115
2007-01-19 05:00 | 0 | 0 | -71.1315 | 90 | 0 | 0 | 0.12145 | 0.12145 | 0 | 0 | 0 | 0.12145 | 0 | 0 | 0 | 0 | 0 | 0.12784 | 0.12145 | 0 | 0 | 3.3242 | 1.5619 | 0 | 0.12784 | -0.12784 | 2.7116 | 45.1941 | 0.19155 | 0.13359 | 0 | 0 | 1.5619
2007-01-19 06:00 | 0.0001984 | 0 | -69.9494 | 90 | 0 | 0 | 0.29302 | 0.29302 | 0 | 0 | 0 | 0.29302 | 0 | 0 | 5.5511e-17 | 0 | 0 | 0.30844 | 0.29302 | 0 | 0 | 3.4662 | 1.4341 | 0 | 0.30844 | -0.30844 | 2.3865 | 39.7753 | 0.19155 | 0.32232 | 0 | 0 | 1.4341
2007-01-19 07:00 | 0.13198 | 7.4091 | -67.5381 | 79.2318 | 0.18624 | 0.33224 | 1.6725 | 1.6725 | 1.7 | 0 | 0.5202 | 1.6725 | 19.8657 | 0 | 0 | 0 | 0.33224 | 0 | 0 | 0.027549 | 0.026172 | 3.8089 | 1.1256 | 0.35842 | 0 | 0.35842 | 2.7265 | 45.4424 | 0.19193 | 1.8397 | 0.2658 | 1.7 | 1.4579
2007-01-19 08:00 | 0.42164 | 20.9114 | -63.6202 | 65.3131 | 0.49026 | 0.87463 | 0 | 0 | 1.4526 | 0 | 0.45267 | 0 | 0 | 0 | 0 | 0 | 0.87463 | 0 | 0 | 1.4526 | 1.38 | 3.4505 | 1.4482 | 2.2546 | 0 | 2.2546 | 4.8655 | 81.0911 | 0.19066 | 0 | 0.6997 | 1.7 | 2.3228
2007-01-19 09:00 | 0.65377 | 33.8342 | -57.4624 | 51.6819 | 0.72493 | 1.2933 | 1.4059 | 1.4059 | 1.3134 | 0 | 0.41466 | 1.4059 | 91.9897 | 0 | 0 | 0 | 1.2933 | 0.097376 | 0.092507 | 0 | 0 | 1.1959 | 3.4774 | 1.1959 | 0 | 1.1959 | 6 | 100 | 0.19109 | 1.5465 | 1.0346 | 1.7 | 4.7707
2007-01-19 10:00 | 0.78122 | 45.6377 | -47.5561 | 38.7259 | 0.849 | 1.5146 | 0 | 0 | 0 | 0 | 0 | 0 | 0 | 1.5146 | 0 | 0 | 1.5146 | 0 | 0 | 0 | 0 | 0 | 4.5537 | 0 | 0 | 0 | 6 | 100 | 0.19109 | 0 | 1.2117 | 0 | 6.0683
2007-01-19 11:00 | 0.95737 | 55.1421 | -31.2485 | 27.4879 | 1.032 | 1.8411 | 2.9472 | 2.9472 | 1.5672 | 0 | 0.48394 | 2.9472 | 62.4685 | 0.38842 | 0 | 0.16188 | 1.8411 | 1.4526 | 1.38 | 0 | 0 | 0 | 4.5537 | 0 | 0 | 0 | 6 | 100 | 0.19109 | 3.2419 | 1.4728 | 1.7 | 6.3947
2007-01-19 12:00 | 1.0773 | 60.0556 | -6.5352 | 20.9935 | 1.1582 | 2.0663 | 1.0029 | 1.0029 | 0 | 0 | 0 | 1.0029 | 206.0346 | 1.0106 | 0 | 0 | 2.0663 | 1.0557 | 1.0029 | 0 | 0 | 0 | 4.5537 | 0 | 0 | 0 | 6 | 100 | 0.19109 | 1.1032 | 1.653 | 0 | 6.62
2007-01-19 13:00 | 0.945 | 58.1699 | 20.7366 | 23.5781 | 1.0161 | 1.8128 | 0.3699 | 0.3699 | 0 | 0 | 0 | 0.3699 | 490.0703 | 1.4234 | 0 | 0 | 1.8128 | 0.38937 | 0.3699 | 0 | 0 | 0 | 4.5537 | 0 | 0 | 0 | 6 | 100 | 0.19109 | 0.40689 | 1.4502 | 0 | 6.3665
2007-01-19 14:00 | 0.90347 | 50.4475 | 40.9754 | 33.1797 | 0.9777 | 1.7442 | 0 | 0 | 0 | 0 | 0 | 0 | 0 | 1.7442 | 0 | 0 | 1.7442 | 0 | 0 | 0 | 0 | 0 | 4.5537 | 0 | 0 | 0 | 6 | 100 | 0.19109 | 0 | 1.3954 | 0 | 6.2979
2007-01-19 15:00 | 0.72781 | 39.5047 | 53.462 | 45.5433 | 0.79809 | 1.4238 | 2.282 | 2.282 | 0.92943 | 0 | 0.30983 | 2.282 | 62.3916 | 0 | 0 | 0 | 1.4238 | 1.4238 | 1.3526 | 0 | 0 | 0 | 4.5537 | 0 | 0 | 0 | 6 | 100 | 0.19109 | 2.5102 | 1.139 | 1.7 | 5.9775
2007-01-19 16:00 | 0.43171 | 27.0076 | 61.1076 | 58.9317 | 0.48217 | 0.86019 | 0.6279 | 0.6279 | 0 | 0 | 0 | 0.6279 | 136.9942 | 0.19924 | 0 | 0 | 0.86019 | 0.66095 | 0.6279 | 0 | 0 | 0 | 4.5537 | 0 | 0 | 0 | 6 | 100 | 0.19109 | 0.69069 | 0.68815 | 0 | 5.4139
2007-01-19 17:00 | 0.20409 | 13.73 | 65.9377 | 72.7473 | 0.24148 | 0.43081 | 1.4823 | 1.4823 | 1.073 | 0 | 0.34904 | 1.4823 | 29.0636 | 5.5511e-17 | 0 | 0 | 0.43081 | 0.43081 | 0.40927 | 0 | 0 | 0 | 4.5537 | 0 | 0 | 0 | 6 | 100 | 0.19109 | 1.6305 | 0.34465 | 1.7 | 4.9845
2007-01-19 18:00 | 0.018434 | 0.036179 | 68.9909 | 86.7376 | 0.038996 | 0.069569 | 1.4753 | 1.4753 | 1.4092 | 0 | 0.44081 | 1.4753 | 4.7156 | 0 | 0 | 0 | 0.069569 | 0.069569 | 0.066091 | 0 | 0 | 0 | 4.5537 | 0 | 0 | 0 | 6 | 100 | 0.19109 | 1.6228 | 0.055656 | 1.7 | 4.6233
2007-01-19 19:00 | 0 | 0 | 70.7322 | 90 | 0 | 0 | 1.9488 | 1.9488 | 1.7 | 0 | 0.5202 | 1.9488 | 0 | 0 | 0 | 0 | 0 | 0.26194 | 0.24884 | 0 | 0 | 0 | 4.5537 | 0 | 0.26194 | -0.26194 | 5.7239 | 95.3983 | 0.19109 | 2.1437 | 0 | 1.7 | 4.5537
2007-01-19 20:00 | 0 | 0 | 71.2441 | 90 | 0 | 0 | 0 | 0 | 0 | 0 | 0 | 0 | 0 | 0 | 0 | 0 | 0 | 0 | 0 | 0 | 0 | 0.29104 | 4.2918 | 0 | 0 | 0 | 5.7239 | 95.3983 | 0.19109 | 0 | 0 | 0 | 4.2918
2007-01-19 21:00 | 0 | 0 | 70.1752 | 90 | 0 | 0 | 0.86195 | 0.86195 | 0 | 0 | 0 | 0.86195 | 0 | 0 | 1.1102e-16 | 0 | 0 | 0.90732 | 0.86195 | 0 | 0 | 0.29104 | 4.2918 | 0 | 0.90732 | -0.90732 | 4.7675 | 79.4584 | 0.19109 | 0.94814 | 0 | 0 | 4.2918
2007-01-19 22:00 | 0 | 0 | 66.219 | 90 | 0 | 0 | 0.12035 | 0.12035 | 0 | 0 | 0 | 0.12035 | 0 | 0 | 1.3878e-17 | 0 | 0 | 0.12669 | 0.12035 | 0 | 0 | 1.2992 | 3.3844 | 0 | 0.12669 | -0.12669 | 4.634 | 77.2327 | 0.19109 | 0.13239 | 0 | 0 | 3.3844
2007-01-19 23:00 | 0 | 0 | 54.6134 | 90 | 0 | 0 | 0.63899 | 0.63899 | 0 | 0 | 0 | 0.63899 | 0 | 0 | 0 | 0 | 0 | 0.67262 | 0.63899 | 0 | 0 | 1.4399 | 3.2577 | 0 | 0.67262 | -0.67262 | 3.925 | 65.416 | 0.19109 | 0.70289 | 0 | 0 | 3.2577
2007-01-20 | 0 | 0 | 16.2221 | 90 | 0 | 0 | 0.06581 | 0.06581 | 0 | 0 | 0 | 0.06581 | 0 | 0 | 0 | 0 | 0 | 0.069273 | 0.06581 | 0 | 0 | 2.1873 | 2.5851 | 0 | 0.069273 | -0.069273 | 3.8519 | 64.199 | 0.19109 | 0.072391 | 0 | 0 | 2.5851
2007-01-20 01:00 | 0 | 0 | -42.494 | 90 | 0 | 0 | 0.09647 | 0.09647 | 0 | 0 | 0 | 0.09647 | 0 | 0 | 1.3878e-17 | 0 | 0 | 0.10155 | 0.09647 | 0 | 0 | 2.2643 | 2.5159 | 0 | 0.10155 | -0.10155 | 3.7449 | 62.415 | 0.19109 | 0.10612 | 0 | 0 | 2.5159
2007-01-20 02:00 | 0 | 0 | -62.7079 | 90 | 0 | 0 | 0.43405 | 0.43405 | 0 | 0 | 0 | 0.43405 | 0 | 0 | 5.5511e-17 | 0 | 0 | 0.45689 | 0.43405 | 0 | 0 | 2.3771 | 2.4143 | 0 | 0.45689 | -0.45689 | 3.2633 | 54.3882 | 0.19109 | 0.47745 | 0 | 0 | 2.4143
2007-01-20 03:00 | 0 | 0 | -69.1122 | 90 | 0 | 0 | 0.53001 | 0.53001 | 0 | 0 | 0 | 0.53001 | 0 | 0 | 0 | 0 | 0 | 0.55791 | 0.53001 | 0 | 0 | 2.8847 | 1.9574 | 0 | 0.55791 | -0.55791 | 2.6752 | 44.5868 | 0.19109 | 0.58301 | 0 | 0 | 1.9574
2007-01-20 04:00 | 0 | 0 | -71.2167 | 90 | 0 | 0 | 0.22076 | 0.22076 | 0 | 0 | 0 | 0.22076 | 0 | 0 | 2.7756e-17 | 0 | 0 | 0.23238 | 0.22076 | 0 | 0 | 3.5046 | 1.3995 | 0 | 0.23238 | -0.23238 | 2.4303 | 40.5042 | 0.19109 | 0.24284 | 0 | 0 | 1.3995
2007-01-20 05:00 | 0 | 0 | -71.339 | 90 | 0 | 0 | 0.29515 | 0.29515 | 0 | 0 | 0 | 0.29515 | 0 | 0 | 5.5511e-17 | 0 | 0 | 0.31068 | 0.29515 | 0 | 0 | 3.7629 | 1.1671 | 0 | 0.31068 | -0.31068 | 2.1028 | 35.0461 | 0.19109 | 0.32466 | 0 | 0 | 1.1671
2007-01-20 06:00 | 0.00018233 | 0 | -70.1504 | 90 | 0 | 0 | 0.53861 | 0.53861 | 0 | 0 | 0 | 0.53861 | 0 | 0 | 1.1102e-16 | 0 | 0 | 0.56696 | 0.53861 | 0 | 0 | 4.1081 | 0.85644 | 0 | 0.56696 | -0.56696 | 1.5051 | 25.0857 | 0.19109 | 0.59247 | 0 | 0 | 0.85644
2007-01-20 07:00 | 0.15743 | 7.377 | -67.7434 | 79.2937 | 0.22479 | 0.40103 | 0.20819 | 0.20819 | 0 | 0 | 0 | 0.20819 | 192.6311 | 0 | 0 | 0 | 0.40103 | 0.21914 | 0.20819 | 0 | 0 | 4.738 | 0.28948 | 0.18189 | 0 | 0.18189 | 1.6777 | 27.9615 | 0.19073 | 0.229 | 0.32082 | 0 | 0.69051
2007-01-20 08:00 | 0.40862 | 20.9018 | -63.8406 | 65.3545 | 0.47436 | 0.84626 | 0.099703 | 0.099703 | 0 | 0 | 0 | 0.099703 | 848.7761 | 0 | 0 | 0 | 0.84626 | 0.10495 | 0.099703 | 0 | 0 | 4.5561 | 0.45318 | 0.74131 | 0 | 0.74131 | 2.381 | 39.6826 | 0.18929 | 0.10967 | 0.677 | 0 | 1.2994
2007-01-20 09:00 | 0.66431 | 33.8538 | -57.7094 | 51.6972 | 0.73617 | 1.3133 | 0.49638 | 0.49638 | 0 | 0 | 0 | 0.49638 | 264.5847 | 0 | 0 | 0 | 1.3133 | 0.5225 | 0.49638 | 0 | 0 | 3.8148 | 1.1204 | 0.79083 | 0 | 0.79083 | 3.1312 | 52.1867 | 0.18777 | 0.54601 | 1.0507 | 0 | 2.4337
2007-01-20 10:00 | 0.88788 | 45.6985 | -47.8379 | 38.7028 | 0.96558 | 1.7226 | 2.6646 | 2.6646 | 1.7 | 0 | 0.5202 | 2.6646 | 64.6484 | 0 | 0 | 0 | 1.7226 | 1.0153 | 0.96456 | 0 | 0 | 3.024 | 1.8321 | 0.70727 | 0 | 0.70727 | 3.8022 | 63.3696 | 0.18771 | 2.931 | 1.3781 | 1.7 | 3.5547
2007-01-20 11:00 | 0.96106 | 55.2606 | -31.544 | 27.4012 | 1.0353 | 1.847 | 1.6442 | 1.6442 | 1.7 | 0 | 0.5202 | 1.6442 | 112.3382 | 0 | 0 | 0 | 1.847 | 0 | 0 | 0.055824 | 0.053033 | 2.3167 | 2.4686 | 1.9001 | 0 | 1.9001 | 5.6048 | 93.4123 | 0.188 | 1.8086 | 1.4776 | 1.7 | 4.3157
2007-01-20 12:00 | 1.0114 | 60.2366 | -6.7331 | 20.8177 | 1.086 | 1.9374 | 0 | 0 | 0 | 0 | 0 | 0 | 0 | 1.5208 | 0 | 0 | 1.9374 | 0 | 0 | 0 | 0 | 0.41664 | 4.1787 | 0.41664 | 0 | 0.41664 | 6 | 100 | 0.18723 | 0 | 1.55 | 0 | 6.1162
2007-01-20 13:00 | 1.0624 | 58.3761 | 20.7394 | 23.3742 | 1.1428 | 2.0387 | 0.67034 | 0.67034 | 0 | 0 | 0 | 0.67034 | 304.1336 | 1.3331 | 0 | 0 | 2.0387 | 0.70562 | 0.67034 | 0 | 0 | 0 | 4.5537 | 0 | 0 | 0 | 6 | 100 | 0.18723 | 0.73737 | 1.631 | 0 | 6.5924
2007-01-20 14:00 | 0.82125 | 50.6382 | 41.0985 | 33.0072 | 0.88676 | 1.582 | 0.47199 | 0.47199 | 0 | 0 | 0 | 0.47199 | 335.1692 | 1.0851 | 0 | 0 | 1.582 | 0.49683 | 0.47199 | 0 | 0 | 0 | 4.5537 | 0 | 0 | 0 | 6 | 100 | 0.18723 | 0.51919 | 1.2656 | 0 | 6.1357
2007-01-20 15:00 | 0.73073 | 39.6703 | 53.6212 | 45.4021 | 0.80055 | 1.4282 | 0.67925 | 0.67925 | 0 | 0 | 0 | 0.67925 | 210.2589 | 0.71318 | 0 | 0 | 1.4282 | 0.715 | 0.67925 | 0 | 0 | 0 | 4.5537 | 0 | 0 | 0 | 6 | 100 | 0.18723 | 0.74717 | 1.1425 | 0 | 5.9819
2007-01-20 16:00 | 0.51911 | 27.1505 | 61.2744 | 58.8145 | 0.58579 | 1.0451 | 0.06136 | 0.06136 | 0 | 0 | 0 | 0.06136 | 1703.139 | 0.98046 | 0 | 0 | 1.0451 | 0.06459 | 0.06136 | 0 | 0 | 0 | 4.5537 | 0 | 0 | 0 | 6 | 100 | 0.18723 | 0.067496 | 0.83604 | 0 | 5.5987
2007-01-20 17:00 | 0.18668 | 13.8538 | 66.1074 | 72.6497 | 0.21387 | 0.38155 | 1.1764 | 1.1764 | 0 | 0 | 0 | 1.1764 | 32.4337 | 0 | 2.2204e-16 | 0 | 0.38155 | 1.2383 | 1.1764 | 0 | 0 | 0 | 4.5537 | 0 | 0.85676 | -0.85676 | 5.0969 | 84.9483 | 0.18723 | 1.294 | 0.30524 | 0 | 4.9352
2007-01-20 18:00 | 0.022737 | 0.14301 | 69.1672 | 86.6578 | 0.067424 | 0.12028 | 1.1285 | 1.1285 | 0 | 0 | 0 | 1.1285 | 10.659 | 0 | 0 | 0 | 0.12028 | 1.1879 | 1.1285 | 0 | 0 | 0.95196 | 3.6969 | 0 | 1.0676 | -1.0676 | 3.9716 | 66.1927 | 0.18723 | 1.2413 | 0.096227 | 0 | 3.8172
2007-01-20 19:00 | 0 | 0 | 70.9228 | 90 | 0 | 0 | 1.9402 | 1.9402 | 1.7 | 0 | 0.5202 | 1.9402 | 0 | 0 | 0 | 0 | 0 | 0.25283 | 0.24019 | 0 | 0 | 2.1382 | 2.6293 | 0 | 0.25283 | -0.25283 | 3.7051 | 61.7509 | 0.18723 | 2.1342 | 0 | 1.7 | 2.6293
2007-01-20 20:00 | 0 | 0 | 71.4618 | 90 | 0 | 0 | 1.9933 | 1.9933 | 1.7 | 0 | 0.5202 | 1.9933 | 0 | 0 | 0 | 0 | 0 | 0.30879 | 0.29335 | 0 | 0 | 2.4191 | 2.3765 | 0 | 0.30879 | -0.30879 | 3.3796 | 56.326 | 0.18723 | 2.1927 | 0 | 1.7 | 2.3765
2007-01-20 21:00 | 0 | 0 | 70.4424 | 90 | 0 | 0 | 0.73346 | 0.73346 | 1.7 | 0 | 0.5202 | 0.73346 | 0 | 0 | 0 | 0 | 0 | 0 | 0 | 0.96654 | 0.91821 | 2.7622 | 2.0677 | 0.91821 | 0 | 0.91821 | 4.2507 | 70.8442 | 0.18841 | 0.80681 | 0 | 1.7 | 2.0677
2007-01-20 22:00 | 0 | 0 | 66.5818 | 90 | 0 | 0 | 0.29957 | 0.29957 | 1.7 | 0 | 0.5202 | 0.29957 | 0 | 0 | 0 | 0 | 0 | 0 | 0 | 1.4004 | 1.3304 | 1.844 | 2.8941 | 1.3304 | 0 | 1.3304 | 5.5128 | 91.8798 | 0.18972 | 0.32952 | 0 | 1.7 | 2.8941
2007-01-20 23:00 | 0 | 0 | 55.174 | 90 | 0 | 0 | 0.067854 | 0.067854 | 0 | 0 | 0 | 0.067854 | 0 | 0 | 1.3878e-17 | 0 | 0 | 0.071425 | 0.067854 | 0 | 0 | 0.51357 | 4.0915 | 0 | 0.071425 | -0.071425 | 5.4375 | 90.625 | 0.18972 | 0.074639 | 0 | 0 | 4.0915
2007-01-21 | 0 | 0 | 16.8472 | 90 | 0 | 0 | 0.22001 | 0.22001 | 0 | 0 | 0 | 0.22001 | 0 | 0 | 2.7756e-17 | 0 | 0 | 0.23159 | 0.22001 | 0 | 0 | 0.59293 | 4.0201 | 0 | 0.23159 | -0.23159 | 5.1934 | 86.5564 | 0.18972 | 0.24201 | 0 | 0 | 4.0201
2007-01-21 01:00 | 0 | 0 | -42.823 | 90 | 0 | 0 | 0.28764 | 0.28764 | 0 | 0 | 0 | 0.28764 | 0 | 0 | 0 | 0 | 0 | 0.30278 | 0.28764 | 0 | 0 | 0.85025 | 3.7885 | 0 | 0.30278 | -0.30278 | 4.8742 | 81.2371 | 0.18972 | 0.31641 | 0 | 0 | 3.7885
2007-01-21 02:00 | 0 | 0 | -63.05 | 90 | 0 | 0 | 0.084973 | 0.084973 | 0 | 0 | 0 | 0.084973 | 0 | 0 | 1.3878e-17 | 0 | 0 | 0.089445 | 0.084973 | 0 | 0 | 1.1867 | 3.4857 | 0 | 0.089445 | -0.089445 | 4.78 | 79.6657 | 0.18972 | 0.09347 | 0 | 0 | 3.4857
2007-01-21 03:00 | 0 | 0 | -69.3878 | 90 | 0 | 0 | 0.16339 | 0.16339 | 0 | 0 | 0 | 0.16339 | 0 | 0 | 2.7756e-17 | 0 | 0 | 0.17199 | 0.16339 | 0 | 0 | 1.2861 | 3.3962 | 0 | 0.17199 | -0.17199 | 4.5987 | 76.6441 | 0.18972 | 0.17973 | 0 | 0 | 3.3962
2007-01-21 04:00 | 0 | 0 | -71.4517 | 90 | 0 | 0 | 0.5445 | 0.5445 | 0 | 0 | 0 | 0.5445 | 0 | 0 | 1.1102e-16 | 0 | 0 | 0.57316 | 0.5445 | 0 | 0 | 1.4772 | 3.2242 | 0 | 0.57316 | -0.57316 | 3.9945 | 66.5747 | 0.18972 | 0.59895 | 0 | 0 | 3.2242
2007-01-21 05:00 | 0 | 0 | -71.5531 | 90 | 0 | 0 | 0.0975 | 0.0975 | 0 | 0 | 0 | 0.0975 | 0 | 0 | 0 | 0 | 0 | 0.10263 | 0.0975 | 0 | 0 | 2.114 | 2.6511 | 0 | 0.10263 | -0.10263 | 3.8863 | 64.7717 | 0.18972 | 0.10725 | 0 | 0 | 2.6511
2007-01-21 06:00 | 0.00010842 | 0 | -70.3572 | 90 | 0 | 0 | 0.22382 | 0.22382 | 0 | 0 | 0 | 0.22382 | 0 | 0 | 2.7756e-17 | 0 | 0 | 0.23559 | 0.22382 | 0 | 0 | 2.228 | 2.5485 | 0 | 0.23559 | -0.23559 | 3.638 | 60.6327 | 0.18972 | 0.2462 | 0 | 0 | 2.5485
2007-01-21 07:00 | 0.11102 | 7.3482 | -67.9542 | 79.353 | 0.14795 | 0.26394 | 1.8096 | 1.8096 | 1.7 | 0 | 0.5202 | 1.8096 | 14.5856 | 0 | 0 | 0 | 0.26394 | 0.11536 | 0.10959 | 0 | 0 | 2.4898 | 2.3129 | 0.14858 | 0 | 0.14858 | 3.7789 | 62.982 | 0.18986 | 1.9906 | 0.21115 | 1.7 | 2.5768
2007-01-21 08:00 | 0.41464 | 20.8958 | -64.0663 | 65.3931 | 0.48092 | 0.85797 | 0 | 0 | 1.4526 | 0 | 0.45267 | 0 | 0 | 0 | 0 | 0 | 0.85797 | 0 | 0 | 1.4526 | 1.38 | 2.3412 | 2.4466 | 2.238 | 0 | 2.238 | 5.9021 | 98.3673 | 0.1888 | 0 | 0.68638 | 1.7 | 3.3046
2007-01-21 09:00 | 0.52127 | 33.8776 | -57.9619 | 51.7092 | 0.57015 | 1.0171 | 0.36839 | 0.36839 | 0 | 0 | 0 | 0.36839 | 276.1049 | 0.52611 | 0 | 0 | 1.0171 | 0.38778 | 0.36839 | 0 | 0 | 0.10326 | 4.4608 | 0.10326 | 0 | 0.10326 | 6 | 100 | 0.18862 | 0.40523 | 0.81372 | 0 | 5.4779
2007-01-21 10:00 | 0.60738 | 45.764 | -48.1252 | 38.6758 | 0.6461 | 1.1526 | 1.2458 | 1.2458 | 0 | 0 | 0 | 1.2458 | 92.5214 | 0 | 0 | 0 | 1.1526 | 1.3114 | 1.2458 | 0 | 0 | 0 | 4.5537 | 0 | 0.15874 | -0.15874 | 5.8327 | 97.2112 | 0.18862 | 1.3704 | 0.92212 | 0 | 5.7063
2007-01-21 11:00 | 0.78418 | 55.3847 | -31.8439 | 27.3098 | 0.83799 | 1.495 | 0.35936 | 0.35936 | 0 | 0 | 0 | 0.35936 | 416.0049 | 0.94032 | 0 | 0 | 1.495 | 0.37828 | 0.35936 | 0 | 0 | 0.17638 | 4.3949 | 0.17638 | 0 | 0.17638 | 6 | 100 | 0.1883 | 0.3953 | 1.196 | 0 | 5.8899
2007-01-21 12:00 | 0.94127 | 60.4237 | -6.9303 | 20.6361 | 1.0093 | 1.8006 | 1.2127 | 1.2127 | 0 | 0 | 0 | 1.2127 | 148.475 | 0.52404 | 0 | 0 | 1.8006 | 1.2765 | 1.2127 | 0 | 0 | 0 | 4.5537 | 0 | 0 | 0 | 6 | 100 | 0.1883 | 1.334 | 1.4405 | 0 | 6.3543
2007-01-21 13:00 | 0.92537 | 58.587 | 20.7504 | 23.1662 | 0.99334 | 1.7721 | 0.19433 | 0.19433 | 0 | 0 | 0 | 0.19433 | 911.928 | 1.5676 | 0 | 0 | 1.7721 | 0.20455 | 0.19433 | 0 | 0 | 0 | 4.5537 | 0 | 0 | 0 | 6 | 100 | 0.1883 | 0.21376 | 1.4177 | 0 | 6.3258
2007-01-21 14:00 | 0.85302 | 50.8316 | 41.2319 | 32.8334 | 0.92117 | 1.6434 | 2.0448 | 2.0448 | 0.66478 | 0 | 0.23758 | 2.0448 | 80.3687 | 0.19073 | 0 | 0 | 1.6434 | 1.4526 | 1.38 | 0 | 0 | 0 | 4.5537 | 0 | 0 | 0 | 6 | 100 | 0.1883 | 2.2493 | 1.3147 | 1.7 | 6.1971
2007-01-21 15:00 | 0.50441 | 39.837 | 53.7894 | 45.261 | 0.53438 | 0.95333 | 2.897 | 2.897 | 1.7 | 0 | 0.5202 | 2.897 | 32.9076 | 0 | 0 | 0.10669 | 0.95333 | 1.26 | 1.197 | 0 | 0 | 0 | 4.5537 | 0 | 0.30666 | -0.30666 | 5.6768 | 94.6125 | 0.1883 | 3.1867 | 0.76266 | 1.7 | 5.507
2007-01-21 16:00 | 0.31312 | 27.2935 | 61.4488 | 58.6983 | 0.32977 | 0.58831 | 1.7797 | 1.7797 | 1.5445 | 0 | 0.47774 | 1.7797 | 33.0572 | 0 | 0 | 0 | 0.58831 | 0.24758 | 0.2352 | 0 | 0 | 0.34073 | 4.247 | 0.34073 | 0 | 0.34073 | 6 | 100 | 0.18862 | 1.9576 | 0.47065 | 1.7 | 4.8353
2007-01-21 17:00 | 0.18481 | 13.9769 | 66.2839 | 72.5538 | 0.21006 | 0.37475 | 0.518 | 0.518 | 0 | 0 | 0 | 0.518 | 72.3456 | 0 | 0 | 0 | 0.37475 | 0.54526 | 0.518 | 0 | 0 | 0 | 4.5537 | 0 | 0.17051 | -0.17051 | 5.8203 | 97.0044 | 0.18862 | 0.5698 | 0.2998 | 0 | 4.9284
2007-01-21 18:00 | 0.023021 | 0.24869 | 69.3498 | 86.5802 | 0.065994 | 0.11773 | 1.412 | 1.412 | 1.4802 | 0 | 0.46018 | 1.412 | 8.3379 | 0 | 0 | 0 | 0.11773 | 0 | 0 | 0.068139 | 0.064732 | 0.18946 | 4.3832 | 0.18246 | 0 | 0.18246 | 5.9934 | 99.8894 | 0.18881 | 1.5532 | 0.094186 | 1.7 | 4.5009
2007-01-21 19:00 | 0 | 0 | 71.1197 | 90 | 0 | 0 | 2.0503 | 2.0503 | 1.7 | 0 | 0.5202 | 2.0503 | 0 | 0 | 0 | 0 | 0 | 0.36878 | 0.35034 | 0 | 0 | 0.0069932 | 4.5474 | 0 | 0.36878 | -0.36878 | 5.6047 | 93.4106 | 0.18881 | 2.2554 | 0 | 1.7 | 4.5474
2007-01-21 20:00 | 0 | 0 | 71.686 | 90 | 0 | 0 | 1.3894 | 1.3894 | 1.7 | 0 | 0.5202 | 1.3894 | 0 | 0 | 0 | 0 | 0 | 0 | 0 | 0.31061 | 0.29507 | 0.41675 | 4.1786 | 0.29507 | 0 | 0.29507 | 5.8846 | 98.0762 | 0.18917 | 1.5283 | 0 | 1.7 | 4.1786
2007-01-21 21:00 | 0 | 0 | 70.717 | 90 | 0 | 0 | 0.86788 | 0.86788 | 0 | 0 | 0 | 0.86788 | 0 | 0 | 0 | 0 | 0 | 0.91356 | 0.86788 | 0 | 0 | 0.12167 | 4.4442 | 0 | 0.91356 | -0.91356 | 4.9216 | 82.0266 | 0.18917 | 0.95467 | 0 | 0 | 4.4442
2007-01-21 22:00 | 0 | 0 | 66.9537 | 90 | 0 | 0 | 0.16013 | 0.16013 | 0 | 0 | 0 | 0.16013 | 0 | 0 | 2.7756e-17 | 0 | 0 | 0.16856 | 0.16013 | 0 | 0 | 1.1367 | 3.5306 | 0 | 0.16856 | -0.16856 | 4.7439 | 79.0652 | 0.18917 | 0.17615 | 0 | 0 | 3.5306
2007-01-21 23:00 | 0 | 0 | 55.7476 | 90 | 0 | 0 | 0.33121 | 0.33121 | 0 | 0 | 0 | 0.33121 | 0 | 0 | 5.5511e-17 | 0 | 0 | 0.34864 | 0.33121 | 0 | 0 | 1.324 | 3.3621 | 0 | 0.34864 | -0.34864 | 4.3764 | 72.9403 | 0.18917 | 0.36433 | 0 | 0 | 3.3621
2007-01-22 | 0 | 0 | 17.4885 | 90 | 0 | 0 | 0.46159 | 0.46159 | 0 | 0 | 0 | 0.46159 | 0 | 0 | 5.5511e-17 | 0 | 0 | 0.48588 | 0.46159 | 0 | 0 | 1.7114 | 3.0134 | 0 | 0.48588 | -0.48588 | 3.8643 | 64.4043 | 0.18917 | 0.50774 | 0 | 0 | 3.0134
2007-01-22 01:00 | 0 | 0 | -43.1818 | 90 | 0 | 0 | 0.3555 | 0.3555 | 0 | 0 | 0 | 0.3555 | 0 | 0 | 0 | 0 | 0 | 0.37421 | 0.3555 | 0 | 0 | 2.2513 | 2.5275 | 0 | 0.37421 | -0.37421 | 3.4698 | 57.83 | 0.18917 | 0.39105 | 0 | 0 | 2.5275
2007-01-22 02:00 | 0 | 0 | -63.4091 | 90 | 0 | 0 | 0.96933 | 0.96933 | 0 | 0 | 0 | 0.96933 | 0 | 0 | 1.1102e-16 | 0 | 0 | 1.0204 | 0.96933 | 0 | 0 | 2.6671 | 2.1533 | 0 | 1.0204 | -1.0204 | 2.3943 | 39.9044 | 0.18917 | 1.0663 | 0 | 0 | 2.1533
2007-01-22 03:00 | 0 | 0 | -69.674 | 90 | 0 | 0 | 0 | 0 | 0 | 0 | 0 | 0 | 0 | 0 | 0 | 0 | 0 | 0 | 0 | 0 | 0 | 3.8008 | 1.133 | 0 | 0 | 0 | 2.3943 | 39.9044 | 0.18917 | 0 | 0 | 0 | 1.133
2007-01-22 04:00 | 0 | 0 | -71.6946 | 90 | 0 | 0 | 0 | 0 | 0 | 0 | 0 | 0 | 0 | 0 | 0 | 0 | 0 | 0 | 0 | 0 | 0 | 3.8008 | 1.133 | 0 | 0 | 0 | 2.3943 | 39.9044 | 0.18917 | 0 | 0 | 0 | 1.133
2007-01-22 05:00 | 0 | 0 | -71.7737 | 90 | 0 | 0 | 0.47286 | 0.47286 | 0 | 0 | 0 | 0.47286 | 0 | 0 | 0 | 0 | 0 | 0.49774 | 0.47286 | 0 | 0 | 3.8008 | 1.133 | 0 | 0.49774 | -0.49774 | 1.8696 | 31.1599 | 0.18917 | 0.52014 | 0 | 0 | 1.133
2007-01-22 06:00 | 0.00010139 | 0 | -70.5697 | 90 | 0 | 0 | 0.19239 | 0.19239 | 0 | 0 | 0 | 0.19239 | 0 | 0 | 0 | 0 | 0 | 0.20252 | 0.19239 | 0 | 0 | 4.3538 | 0.63523 | 0 | 0.20252 | -0.20252 | 1.6561 | 27.6021 | 0.18917 | 0.21163 | 0 | 0 | 0.63523
2007-01-22 07:00 | 0.12798 | 7.3229 | -68.1703 | 79.4099 | 0.17907 | 0.31945 | 2.3994 | 2.3994 | 1.7 | 0 | 0.5202 | 2.3994 | 13.3138 | 1.1102e-16 | 0 | 0.4676 | 0.31945 | 0.73625 | 0.69943 | 0 | 0 | 4.5789 | 0.43272 | 0 | 0.41679 | -0.41679 | 1.2168 | 20.2798 | 0.18917 | 2.6394 | 0.25556 | 1.7 | 0.75217
2007-01-22 08:00 | 0.36319 | 20.8937 | -64.2974 | 65.4288 | 0.41836 | 0.74636 | 1.7438 | 1.7438 | 1.7 | 0 | 0.5202 | 1.7438 | 42.8013 | 0 | 0 | 0.061208 | 0.74636 | 0.046075 | 0.043771 | 0 | 0 | 5.042 | 0.015929 | 0.70028 | 0 | 0.70028 | 1.8811 | 31.3523 | 0.18981 | 1.9181 | 0.59709 | 1.7 | 0.76229
2007-01-22 09:00 | 0.51197 | 33.9057 | -58.2197 | 51.7179 | 0.55832 | 0.99605 | 1.103 | 1.103 | 1.7 | 0 | 0.5202 | 1.103 | 90.3015 | 0 | 0 | 0 | 0.99605 | 0 | 0 | 0.59697 | 0.56713 | 4.3417 | 0.64618 | 1.5632 | 0 | 1.5632 | 3.3641 | 56.0682 | 0.19063 | 1.2133 | 0.79684 | 1.7 | 1.6422
2007-01-22 10:00 | 0.77026 | 45.8343 | -48.4179 | 38.645 | 0.83499 | 1.4896 | 0 | 0 | 1.3567 | 0 | 0.42649 | 0 | 0 | 0 | 0 | 0 | 1.4896 | 0 | 0 | 1.3567 | 1.2889 | 2.7785 | 2.053 | 2.7785 | 0 | 2.7785 | 6 | 100 | 0.18843 | 0 | 1.1917 | 1.7 | 3.5427
2007-01-22 11:00 | 0.95181 | 55.5143 | -32.1484 | 27.2137 | 1.0239 | 1.8267 | 2.2589 | 2.2589 | 0.87889 | 0 | 0.29604 | 2.2589 | 80.8666 | 0.37406 | 0 | 0 | 1.8267 | 1.4526 | 1.38 | 0 | 0 | 0 | 4.5537 | 0 | 0 | 0 | 6 | 100 | 0.18843 | 2.4848 | 1.4614 | 1.7 | 6.3804
2007-01-22 12:00 | 0.84158 | 60.6167 | -7.1267 | 20.4487 | 0.89709 | 1.6004 | 1.6066 | 1.6066 | 0.425 | 0 | 0.17213 | 1.6066 | 99.6169 | 0.35666 | 0 | 0 | 1.6004 | 1.2438 | 1.1816 | 0 | 0 | 0 | 4.5537 | 0 | 0 | 0 | 6 | 100 | 0.18843 | 1.7672 | 1.2803 | 1.7 | 6.1541
2007-01-22 13:00 | 0.96303 | 58.8026 | 20.7699 | 22.9542 | 1.0336 | 1.8439 | 0.53707 | 0.53707 | 0 | 0 | 0 | 0.53707 | 343.3218 | 1.2785 | 0 | 0 | 1.8439 | 0.56534 | 0.53707 | 0 | 0 | 0 | 4.5537 | 0 | 0 | 0 | 6 | 100 | 0.18843 | 0.59078 | 1.4751 | 0 | 6.3976
2007-01-22 14:00 | 0.87921 | 51.0275 | 41.3755 | 32.6585 | 0.94897 | 1.693 | 2.6298 | 2.6298 | 1.2498 | 0 | 0.3973 | 2.6298 | 64.3762 | 0.24033 | 0 | 0 | 1.693 | 1.4526 | 1.38 | 0 | 0 | 0 | 4.5537 | 0 | 0 | 0 | 6 | 100 | 0.18843 | 2.8928 | 1.3544 | 1.7 | 6.2467
2007-01-22 15:00 | 0.68209 | 40.0047 | 53.9667 | 45.1204 | 0.74475 | 1.3286 | 1.5179 | 1.5179 | 0.425 | 0 | 0.17213 | 1.5179 | 87.5329 | 0.17825 | 0 | 0 | 1.3286 | 1.1504 | 1.0929 | 0 | 0 | 0 | 4.5537 | 0 | 0 | 0 | 6 | 100 | 0.18843 | 1.6697 | 1.0629 | 1.7 | 5.8823
2007-01-22 16:00 | 0.46791 | 27.4365 | 61.6309 | 58.5834 | 0.52408 | 0.93496 | 0 | 0 | 0 | 0 | 0 | 0 | 0 | 0.93496 | 0 | 0 | 0.93496 | 0 | 0 | 0 | 0 | 0 | 4.5537 | 0 | 0 | 0 | 6 | 100 | 0.18843 | 0 | 0.74797 | 0 | 5.4887
2007-01-22 17:00 | 0.22215 | 14.0993 | 66.4672 | 72.4596 | 0.26485 | 0.47248 | 2.049 | 2.049 | 1.6001 | 0 | 0.49293 | 2.049 | 23.0595 | 5.5511e-17 | 0 | 0 | 0.47248 | 0.47248 | 0.44886 | 0 | 0 | 0 | 4.5537 | 0 | 0 | 0 | 6 | 100 | 0.18843 | 2.2539 | 0.37799 | 1.7 | 5.0262
2007-01-22 18:00 | 0.020925 | 0.35315 | 69.5387 | 86.5046 | 0.047257 | 0.084306 | 4.1484 | 3.08 | 1.7 | 0 | 0.5202 | 3.08 | 2.7372 | 0 | 1.0684 | 1.4832 | 0.084306 | 1.4526 | 1.38 | 0 | 0 | 0 | 4.5537 | 0 | 1.3683 | -1.3683 | 4.5577 | 75.961 | 0.18843 | 4.5632 | 0.067445 | 1.7 | 4.638
2007-01-22 19:00 | 0 | 0 | 71.3227 | 90 | 0 | 0 | 0 | 0 | 1.4526 | 0 | 0.45267 | 0 | 0 | 0 | 0 | 0 | 0 | 0 | 0 | 1.4526 | 1.38 | 1.5204 | 3.1854 | 1.38 | 0 | 1.38 | 5.8669 | 97.7807 | 0.18889 | 0 | 0 | 1.7 | 3.1854
2007-01-22 20:00 | 0 | 0 | 71.9166 | 90 | 0 | 0 | 2.3903 | 2.3903 | 1.7 | 0 | 0.5202 | 2.3903 | 0 | 0 | 0 | 0 | 0 | 0.72664 | 0.69031 | 0 | 0 | 0.14036 | 4.4274 | 0 | 0.72664 | -0.72664 | 5.1009 | 85.0149 | 0.18889 | 2.6293 | 0 | 1.7 | 4.4274
2007-01-22 21:00 | 0 | 0 | 70.9988 | 90 | 0 | 0 | 2.2277 | 2.2277 | 1.7 | 0 | 0.5202 | 2.2277 | 0 | 0 | 0 | 0 | 0 | 0.5555 | 0.52773 | 0 | 0 | 0.94774 | 3.7007 | 0 | 0.5555 | -0.5555 | 4.5154 | 75.2557 | 0.18889 | 2.4505 | 0 | 1.7 | 3.7007
2007-01-22 22:00 | 0 | 0 | 67.3344 | 90 | 0 | 0 | 0.31182 | 0.31182 | 1.7 | 0 | 0.5202 | 0.31182 | 0 | 0 | 0 | 0 | 0 | 0 | 0 | 1.3882 | 1.3188 | 1.565 | 3.1452 | 1.3188 | 0 | 1.3188 | 5.7664 | 96.1073 | 0.19008 | 0.343 | 0 | 1.7 | 3.1452
2007-01-22 23:00 | 0 | 0 | 56.3344 | 90 | 0 | 0 | 0.23288 | 0.23288 | 0 | 0 | 0 | 0.23288 | 0 | 0 | 2.7756e-17 | 0 | 0 | 0.24513 | 0.23288 | 0 | 0 | 0.2462 | 4.3321 | 0 | 0.24513 | -0.24513 | 5.5081 | 91.8007 | 0.19008 | 0.25617 | 0 | 0 | 4.3321
2007-01-23 | 0 | 0 | 18.1473 | 90 | 0 | 0 | 0.27912 | 0.27912 | 0 | 0 | 0 | 0.27912 | 0 | 0 | 0 | 0 | 0 | 0.29381 | 0.27912 | 0 | 0 | 0.51857 | 4.087 | 0 | 0.29381 | -0.29381 | 5.1983 | 86.639 | 0.19008 | 0.30703 | 0 | 0 | 4.087
2007-01-23 01:00 | 0 | 0 | -43.5717 | 90 | 0 | 0 | 0.25633 | 0.25633 | 0 | 0 | 0 | 0.25633 | 0 | 0 | 5.5511e-17 | 0 | 0 | 0.26982 | 0.25633 | 0 | 0 | 0.84503 | 3.7932 | 0 | 0.26982 | -0.26982 | 4.9139 | 81.8988 | 0.19008 | 0.28196 | 0 | 0 | 3.7932
2007-01-23 02:00 | 0 | 0 | -63.7852 | 90 | 0 | 0 | 0.18296 | 0.18296 | 0 | 0 | 0 | 0.18296 | 0 | 0 | 2.7756e-17 | 0 | 0 | 0.19259 | 0.18296 | 0 | 0 | 1.1448 | 3.5233 | 0 | 0.19259 | -0.19259 | 4.7109 | 78.5154 | 0.19008 | 0.20125 | 0 | 0 | 3.5233
2007-01-23 03:00 | 0 | 0 | -69.9708 | 90 | 0 | 0 | 0.38561 | 0.38561 | 0 | 0 | 0 | 0.38561 | 0 | 0 | 5.5511e-17 | 0 | 0 | 0.40591 | 0.38561 | 0 | 0 | 1.3588 | 3.3308 | 0 | 0.40591 | -0.40591 | 4.2831 | 71.3843 | 0.19008 | 0.42418 | 0 | 0 | 3.3308
2007-01-23 04:00 | 0 | 0 | -71.9454 | 90 | 0 | 0 | 0.11646 | 0.11646 | 0 | 0 | 0 | 0.11646 | 0 | 0 | 1.3878e-17 | 0 | 0 | 0.12259 | 0.11646 | 0 | 0 | 1.8098 | 2.9249 | 0 | 0.12259 | -0.12259 | 4.1538 | 69.2306 | 0.19008 | 0.12811 | 0 | 0 | 2.9249
2007-01-23 05:00 | 0 | 0 | -72.0007 | 90 | 0 | 0 | 0.14092 | 0.14092 | 0 | 0 | 0 | 0.14092 | 0 | 0 | 0 | 0 | 0 | 0.14834 | 0.14092 | 0 | 0 | 1.946 | 2.8023 | 0 | 0.14834 | -0.14834 | 3.9975 | 66.6246 | 0.19008 | 0.15501 | 0 | 0 | 2.8023
2007-01-23 06:00 | 4.2194e-05 | 0 | -70.7879 | 90 | 0 | 0 | 0.27293 | 0.27293 | 0 | 0 | 0 | 0.27293 | 0 | 0 | 5.5511e-17 | 0 | 0 | 0.28729 | 0.27293 | 0 | 0 | 2.1109 | 2.6539 | 0 | 0.28729 | -0.28729 | 3.6947 | 61.5774 | 0.19008 | 0.30022 | 0 | 0 | 2.6539
2007-01-23 07:00 | 0.052328 | 7.301 | -68.3918 | 79.4641 | 0.053476 | 0.095401 | 0.83959 | 0.83959 | 0 | 0 | 0 | 0.83959 | 11.3628 | 0 | 0 | 0 | 0.095401 | 0.88378 | 0.83959 | 0 | 0 | 2.4301 | 2.3666 | 0 | 0.78838 | -0.78838 | 2.8636 | 47.727 | 0.19008 | 0.92355 | 0.076321 | 0 | 2.462
2007-01-23 08:00 | 0.17044 | 20.8953 | -64.5336 | 65.4616 | 0.17288 | 0.30842 | 0.15313 | 0.15313 | 0 | 0 | 0 | 0.15313 | 201.4117 | 0 | 0 | 0 | 0.30842 | 0.16119 | 0.15313 | 0 | 0 | 3.306 | 1.5783 | 0.14723 | 0 | 0.14723 | 3.0033 | 50.055 | 0.18984 | 0.16844 | 0.24673 | 0 | 1.8867
2007-01-23 09:00 | 0.40092 | 33.9379 | -58.4829 | 51.7233 | 0.42142 | 0.75181 | 0 | 0 | 0 | 0 | 0 | 0 | 0 | 0 | 0 | 0 | 0.75181 | 0 | 0 | 0 | 0 | 3.1588 | 1.7108 | 0.75181 | 0 | 0.75181 | 3.7165 | 61.9421 | 0.18861 | 0 | 0.60145 | 0 | 2.4626
2007-01-23 10:00 | 0.77459 | 45.9094 | -48.7161 | 38.6105 | 0.83916 | 1.4971 | 0 | 0 | 0 | 0 | 0 | 0 | 0 | 0 | 0 | 0 | 1.4971 | 0 | 0 | 0 | 0 | 2.407 | 2.3874 | 1.4971 | 0 | 1.4971 | 5.1368 | 85.6125 | 0.18621 | 0 | 1.1976 | 0 | 3.8844
2007-01-23 11:00 | 0.85695 | 55.6493 | -32.4573 | 27.1131 | 0.91936 | 1.6401 | 3.3013 | 3.08 | 1.7 | 0 | 0.5202 | 3.08 | 53.2511 | 0 | 0.22125 | 0.55138 | 1.6401 | 1.4526 | 1.38 | 0 | 0 | 0.90994 | 3.7347 | 0.1875 | 0 | 0.1875 | 5.3146 | 88.5772 | 0.18591 | 3.6314 | 1.3121 | 1.7 | 5.3749
2007-01-23 12:00 | 0.93098 | 60.8156 | -7.3225 | 20.2555 | 0.99662 | 1.778 | 0.38115 | 0.38115 | 0 | 0 | 0 | 0.38115 | 466.4788 | 0.65432 | 0 | 0 | 1.778 | 0.40121 | 0.38115 | 0 | 0 | 0.72244 | 3.9035 | 0.72244 | 0 | 0.72244 | 6 | 100 | 0.18478 | 0.41926 | 1.4224 | 0 | 5.6815
2007-01-23 13:00 | 0.63564 | 59.0228 | 20.7982 | 22.7383 | 0.66001 | 1.1775 | 0.28707 | 0.28707 | 0 | 0 | 0 | 0.28707 | 410.1673 | 0.87528 | 0 | 0 | 1.1775 | 0.30218 | 0.28707 | 0 | 0 | 0 | 4.5537 | 0 | 0 | 0 | 6 | 100 | 0.18478 | 0.31577 | 0.94197 | 0 | 5.7311
2007-01-23 14:00 | 0.55613 | 51.2259 | 41.5297 | 32.4825 | 0.5767 | 1.0288 | 1.3499 | 1.3499 | 0.425 | 0 | 0.17213 | 1.3499 | 76.2151 | 0.055247 | 0 | 0 | 1.0288 | 0.97359 | 0.92491 | 0 | 0 | 0 | 4.5537 | 0 | 0 | 0 | 6 | 100 | 0.18478 | 1.4849 | 0.82307 | 1.7 | 5.5825
2007-01-23 15:00 | 0.52038 | 40.1732 | 54.153 | 44.9802 | 0.55244 | 0.98555 | 0 | 0 | 0 | 0 | 0 | 0 | 0 | 0.98555 | 0 | 0 | 0.98555 | 0 | 0 | 0 | 0 | 0 | 4.5537 | 0 | 0 | 0 | 6 | 100 | 0.18478 | 0 | 0.78844 | 0 | 5.5392
2007-01-23 16:00 | 0.2602 | 27.5793 | 61.8207 | 58.4697 | 0.26651 | 0.47545 | 1.8077 | 1.8077 | 1.356 | 0 | 0.42629 | 1.8077 | 26.3016 | 0 | 0 | 0 | 0.47545 | 0.47545 | 0.45168 | 0 | 0 | 0 | 4.5537 | 0 | 0 | 0 | 6 | 100 | 0.18478 | 1.9884 | 0.38036 | 1.7 | 5.0291
2007-01-23 17:00 | 0.033378 | 14.2209 | 66.6572 | 72.3673 | 0.033291 | 0.05939 | 0.54355 | 0.54355 | 0 | 0 | 0 | 0.54355 | 10.9263 | 0 | 1.1102e-16 | 0 | 0.05939 | 0.57216 | 0.54355 | 0 | 0 | 0 | 4.5537 | 0 | 0.51277 | -0.51277 | 5.4595 | 90.9916 | 0.18478 | 0.59791 | 0.047512 | 0 | 4.6131
2007-01-23 18:00 | 0.016783 | 0.45629 | 69.7338 | 86.4314 | 0.024911 | 0.044441 | 0 | 0 | 0 | 0 | 0 | 0 | 0 | 0 | 0 | 0 | 0.044441 | 0 | 0 | 0 | 0 | 0.56974 | 4.0409 | 0.044441 | 0 | 0.044441 | 5.5017 | 91.6943 | 0.18471 | 0 | 0.035552 | 0 | 4.0854
2007-01-23 19:00 | 0 | 0 | 71.5319 | 90 | 0 | 0 | 1.1314 | 1.1314 | 0 | 0 | 0 | 1.1314 | 0 | 0 | 0 | 0 | 0 | 1.191 | 1.1314 | 0 | 0 | 0.5253 | 4.0809 | 0 | 1.191 | -1.191 | 4.2463 | 70.7714 | 0.18471 | 1.2445 | 0 | 0 | 4.0809
2007-01-23 20:00 | 0 | 0 | 72.1537 | 90 | 0 | 0 | 2.3784 | 2.3784 | 1.7 | 0 | 0.5202 | 2.3784 | 0 | 0 | 0 | 0 | 0 | 0.71413 | 0.67842 | 0 | 0 | 1.8486 | 2.89 | 0 | 0.71413 | -0.71413 | 3.4935 | 58.2255 | 0.18471 | 2.6163 | 0 | 1.7 | 2.89
2007-01-23 21:00 | 0 | 0 | 71.2877 | 90 | 0 | 0 | 0 | 0 | 1.4526 | 0 | 0.45267 | 0 | 0 | 0 | 0 | 0 | 0 | 0 | 0 | 1.4526 | 1.38 | 2.6421 | 2.1758 | 1.38 | 0 | 1.38 | 4.8027 | 80.0452 | 0.18519 | 0 | 0 | 1.7 | 2.1758
2007-01-23 22:00 | 0 | 0 | 67.7241 | 90 | 0 | 0 | 0.44057 | 0.44057 | 0 | 0 | 0 | 0.44057 | 0 | 0 | 5.5511e-17 | 0 | 0 | 0.46376 | 0.44057 | 0 | 0 | 1.2621 | 3.4178 | 0 | 0.46376 | -0.46376 | 4.3139 | 71.8979 | 0.18519 | 0.48462 | 0 | 0 | 3.4178
2007-01-23 23:00 | 0 | 0 | 56.9346 | 90 | 0 | 0 | 0.41878 | 0.41878 | 0 | 0 | 0 | 0.41878 | 0 | 0 | 0 | 0 | 0 | 0.44082 | 0.41878 | 0 | 0 | 1.7773 | 2.9541 | 0 | 0.44082 | -0.44082 | 3.8492 | 64.1534 | 0.18519 | 0.46066 | 0 | 0 | 2.9541
2007-01-24 | 0 | 0 | 18.8248 | 90 | 0 | 0 | 0.25429 | 0.25429 | 0 | 0 | 0 | 0.25429 | 0 | 0 | 5.5511e-17 | 0 | 0 | 0.26767 | 0.25429 | 0 | 0 | 2.2671 | 2.5133 | 0 | 0.26767 | -0.26767 | 3.5671 | 59.4509 | 0.18519 | 0.27972 | 0 | 0 | 2.5133
2007-01-24 01:00 | 0 | 0 | -43.9939 | 90 | 0 | 0 | 0.031634 | 0.031634 | 0 | 0 | 0 | 0.031634 | 0 | 0 | 6.9389e-18 | 0 | 0 | 0.033299 | 0.031634 | 0 | 0 | 2.5646 | 2.2456 | 0 | 0.033299 | -0.033299 | 3.532 | 58.8659 | 0.18519 | 0.034797 | 0 | 0 | 2.2456
2007-01-24 02:00 | 0 | 0 | -64.1784 | 90 | 0 | 0 | 0.38758 | 0.38758 | 0 | 0 | 0 | 0.38758 | 0 | 0 | 5.5511e-17 | 0 | 0 | 0.40798 | 0.38758 | 0 | 0 | 2.6016 | 2.2123 | 0 | 0.40798 | -0.40798 | 3.1019 | 51.6984 | 0.18519 | 0.42634 | 0 | 0 | 2.2123
2007-01-24 03:00 | 0 | 0 | -70.2782 | 90 | 0 | 0 | 0.1378 | 0.1378 | 0 | 0 | 0 | 0.1378 | 0 | 0 | 0 | 0 | 0 | 0.14505 | 0.1378 | 0 | 0 | 3.0549 | 1.8043 | 0 | 0.14505 | -0.14505 | 2.949 | 49.15 | 0.18519 | 0.15158 | 0 | 0 | 1.8043
2007-01-24 04:00 | 0 | 0 | -72.2039 | 90 | 0 | 0 | 0.34738 | 0.34738 | 0 | 0 | 0 | 0.34738 | 0 | 0 | 5.5511e-17 | 0 | 0 | 0.36566 | 0.34738 | 0 | 0 | 3.216 | 1.6593 | 0 | 0.36566 | -0.36566 | 2.5636 | 42.726 | 0.18519 | 0.38212 | 0 | 0 | 1.6593
2007-01-24 05:00 | 0 | 0 | -72.234 | 90 | 0 | 0 | 0 | 0 | 0 | 0 | 0 | 0 | 0 | 0 | 0 | 0 | 0 | 0 | 0 | 0 | 0 | 3.6223 | 1.2936 | 0 | 0 | 0 | 2.5636 | 42.726 | 0.18519 | 0 | 0 | 0 | 1.2936
2007-01-24 06:00 | 3.2817e-05 | 0 | -71.0117 | 90 | 0 | 0 | 0.19532 | 0.19532 | 0 | 0 | 0 | 0.19532 | 0 | 0 | 2.7756e-17 | 0 | 0 | 0.2056 | 0.19532 | 0 | 0 | 3.6223 | 1.2936 | 0 | 0.2056 | -0.2056 | 2.3468 | 39.1141 | 0.18519 | 0.21485 | 0 | 0 | 1.2936
2007-01-24 07:00 | 0.076384 | 7.2826 | -68.6184 | 79.5157 | 0.085371 | 0.1523 | 0.92145 | 0.92145 | 0 | 0 | 0 | 0.92145 | 16.5284 | 0 | 1.1102e-16 | 0 | 0.1523 | 0.96995 | 0.92145 | 0 | 0 | 3.8508 | 1.088 | 0 | 0.81765 | -0.81765 | 1.485 | 24.7495 | 0.18519 | 1.0136 | 0.12184 | 0 | 1.2403
2007-01-24 08:00 | 0.28368 | 20.9007 | -64.7751 | 65.4914 | 0.31238 | 0.55728 | 1.9033 | 1.9033 | 1.7 | 0 | 0.5202 | 1.9033 | 29.2795 | 0 | 0 | 0.030929 | 0.55728 | 0.21401 | 0.20331 | 0 | 0 | 4.7593 | 0.27034 | 0.34327 | 0 | 0.34327 | 1.8106 | 30.177 | 0.18548 | 2.0936 | 0.44582 | 1.7 | 0.82762
2007-01-24 09:00 | 0.62372 | 33.9743 | -58.7513 | 51.7255 | 0.6882 | 1.2277 | 1.361 | 1.361 | 1.7 | 0 | 0.5202 | 1.361 | 90.2077 | 0 | 0 | 0 | 1.2277 | 0 | 0 | 0.33898 | 0.32203 | 4.416 | 0.57929 | 1.5498 | 0 | 1.5498 | 3.2809 | 54.6811 | 0.18629 | 1.4971 | 0.98219 | 1.7 | 1.807
2007-01-24 10:00 | 0.6932 | 45.9892 | -49.0196 | 38.5721 | 0.74591 | 1.3307 | 2.1715 | 2.1715 | 1.7 | 0 | 0.5202 | 2.1715 | 61.2801 | 0 | 0 | 0 | 1.3307 | 0.49632 | 0.47151 | 0 | 0 | 2.8662 | 1.9741 | 0.83438 | 0 | 0.83438 | 4.0724 | 67.8737 | 0.18699 | 2.3887 | 1.0646 | 1.7 | 3.3048
2007-01-24 11:00 | 0.83945 | 55.7897 | -32.7708 | 27.0079 | 0.89907 | 1.6039 | 0 | 0 | 0.45044 | 0 | 0.17907 | 0 | 0 | 0 | 0 | 0 | 1.6039 | 0 | 0 | 0.45044 | 0.42792 | 2.0318 | 2.725 | 2.0318 | 0 | 2.0318 | 6 | 100 | 0.184 | 0 | 1.2831 | 1.7 | 4.329
2007-01-24 12:00 | 0.70573 | 61.0203 | -7.5174 | 20.0567 | 0.73886 | 1.3181 | 0 | 0 | 0 | 0 | 0 | 0 | 0 | 1.3181 | 0 | 0 | 1.3181 | 0 | 0 | 0 | 0 | 0 | 4.5537 | 0 | 0 | 0 | 6 | 100 | 0.184 | 0 | 1.0545 | 0 | 5.8718
2007-01-24 13:00 | 0.57095 | 59.2476 | 20.8355 | 22.5187 | 0.58595 | 1.0453 | 0.45649 | 0.45649 | 0 | 0 | 0 | 0.45649 | 228.9921 | 0.56482 | 0 | 0 | 1.0453 | 0.48052 | 0.45649 | 0 | 0 | 0 | 4.5537 | 0 | 0 | 0 | 6 | 100 | 0.184 | 0.50214 | 0.83627 | 0 | 5.599
2007-01-24 14:00 | 0.53467 | 51.4267 | 41.6945 | 32.3056 | 0.55166 | 0.98417 | 1.9766 | 1.9766 | 1.0417 | 0 | 0.34048 | 1.9766 | 49.7897 | 0 | 0 | 0 | 0.98417 | 0.98417 | 0.93496 | 0 | 0 | 0 | 4.5537 | 0 | 0 | 0 | 6 | 100 | 0.184 | 2.1743 | 0.78733 | 1.7 | 5.5379
2007-01-24 15:00 | 0.4067 | 40.3424 | 54.3485 | 44.8406 | 0.41793 | 0.74559 | 2.0914 | 2.0914 | 1.3831 | 0 | 0.43368 | 2.0914 | 35.6504 | 0 | 0 | 0 | 0.74559 | 0.74559 | 0.70831 | 0 | 0 | 0 | 4.5537 | 0 | 0 | 0 | 6 | 100 | 0.184 | 2.3005 | 0.59648 | 1.7 | 5.2993
2007-01-24 16:00 | 0.18216 | 27.7219 | 62.0181 | 58.3575 | 0.18247 | 0.32553 | 0 | 0 | 0 | 0 | 0 | 0 | 0 | 0.32553 | 0 | 0 | 0.32553 | 0 | 0 | 0 | 0 | 0 | 4.5537 | 0 | 0 | 0 | 6 | 100 | 0.184 | 0 | 0.26042 | 0 | 4.8792
2007-01-24 17:00 | 0.17985 | 14.3415 | 66.8539 | 72.2769 | 0.20008 | 0.35695 | 2.1136 | 2.1136 | 1.7 | 0 | 0.5202 | 2.1136 | 16.8883 | 0 | 0 | 0 | 0.35695 | 0.43538 | 0.41361 | 0 | 0 | 0 | 4.5537 | 0 | 0.078424 | -0.078424 | 5.9173 | 98.6222 | 0.184 | 2.325 | 0.28556 | 1.7 | 4.9106
2007-01-24 18:00 | 0.023263 | 0.55807 | 69.9352 | 86.3605 | 0.057647 | 0.10284 | 1.9666 | 1.9666 | 1.7 | 0 | 0.5202 | 1.9666 | 5.2294 | 0 | 0 | 0 | 0.10284 | 0.28065 | 0.26662 | 0 | 0 | 0.087138 | 4.4753 | 0 | 0.17781 | -0.17781 | 5.7299 | 95.4984 | 0.184 | 2.1633 | 0.082274 | 1.7 | 4.5781
2007-01-24 19:00 | 0 | 0 | 71.7471 | 90 | 0 | 0 | 1.0799 | 1.0799 | 0 | 0 | 0 | 1.0799 | 0 | 0 | 2.2204e-16 | 0 | 0 | 1.1367 | 1.0799 | 0 | 0 | 0.28471 | 4.2975 | 0 | 1.1367 | -1.1367 | 4.5317 | 75.5283 | 0.184 | 1.1879 | 0 | 0 | 4.2975
2007-01-24 20:00 | 0 | 0 | 72.3971 | 90 | 0 | 0 | 0.92189 | 0.92189 | 0 | 0 | 0 | 0.92189 | 0 | 0 | 1.1102e-16 | 0 | 0 | 0.97041 | 0.92189 | 0 | 0 | 1.5477 | 3.1607 | 0 | 0.97041 | -0.97041 | 3.5088 | 58.4801 | 0.184 | 1.0141 | 0 | 0 | 3.1607
2007-01-24 21:00 | 0 | 0 | 71.5837 | 90 | 0 | 0 | 0.94664 | 0.94664 | 0 | 0 | 0 | 0.94664 | 0 | 0 | 1.1102e-16 | 0 | 0 | 0.99647 | 0.94664 | 0 | 0 | 2.626 | 2.1903 | 0 | 0.99647 | -0.99647 | 2.4584 | 40.974 | 0.184 | 1.0413 | 0 | 0 | 2.1903
2007-01-24 22:00 | 0 | 0 | 68.1225 | 90 | 0 | 0 | 0.29236 | 0.29236 | 0 | 0 | 0 | 0.29236 | 0 | 0 | 5.5511e-17 | 0 | 0 | 0.30775 | 0.29236 | 0 | 0 | 3.7331 | 1.1939 | 0 | 0.30775 | -0.30775 | 2.134 | 35.5673 | 0.184 | 0.3216 | 0 | 0 | 1.1939
2007-01-24 23:00 | 0 | 0 | 57.5481 | 90 | 0 | 0 | 0 | 0 | 0 | 0 | 0 | 0 | 0 | 0 | 0 | 0 | 0 | 0 | 0 | 0 | 0 | 4.0751 | 0.88611 | 0 | 0 | 0 | 2.134 | 35.5673 | 0.184 | 0 | 0 | 0 | 0.88611
2007-01-25 | 0 | 0 | 19.5226 | 90 | 0 | 0 | 0.026523 | 0.026523 | 0 | 0 | 0 | 0.026523 | 0 | 0 | 3.4694e-18 | 0 | 0 | 0.027919 | 0.026523 | 0 | 0 | 4.0751 | 0.88611 | 0 | 0.027919 | -0.027919 | 2.1046 | 35.0769 | 0.184 | 0.029176 | 0 | 0 | 0.88611
2007-01-25 01:00 | 0 | 0 | -44.4499 | 90 | 0 | 0 | 0 | 0 | 0 | 0 | 0 | 0 | 0 | 0 | 0 | 0 | 0 | 0 | 0 | 0 | 0 | 4.1061 | 0.85819 | 0 | 0 | 0 | 2.1046 | 35.0769 | 0.184 | 0 | 0 | 0 | 0.85819
2007-01-25 02:00 | 0 | 0 | -64.5889 | 90 | 0 | 0 | 0 | 0 | 0 | 0 | 0 | 0 | 0 | 0 | 0 | 0 | 0 | 0 | 0 | 0 | 0 | 4.1061 | 0.85819 | 0 | 0 | 0 | 2.1046 | 35.0769 | 0.184 | 0 | 0 | 0 | 0.85819
2007-01-25 03:00 | 0 | 0 | -70.5962 | 90 | 0 | 0 | 0.46616 | 0.46616 | 0 | 0 | 0 | 0.46616 | 0 | 0 | 5.5511e-17 | 0 | 0 | 0.4907 | 0.46616 | 0 | 0 | 4.1061 | 0.85819 | 0 | 0.4907 | -0.4907 | 1.5874 | 26.4562 | 0.184 | 0.51278 | 0 | 0 | 0.85819
2007-01-25 04:00 | 0 | 0 | -72.47 | 90 | 0 | 0 | 0 | 0 | 0 | 0 | 0 | 0 | 0 | 0 | 0 | 0 | 0 | 0 | 0 | 0 | 0 | 4.6513 | 0.36749 | 0 | 0 | 0 | 1.5874 | 26.4562 | 0.184 | 0 | 0 | 0 | 0.36749
2007-01-25 05:00 | 0 | 0 | -72.4736 | 90 | 0 | 0 | 0.24341 | 0.24341 | 0 | 0 | 0 | 0.24341 | 0 | 0 | 2.7756e-17 | 0 | 0 | 0.25623 | 0.24341 | 0 | 0 | 4.6513 | 0.36749 | 0 | 0.25623 | -0.25623 | 1.3173 | 21.9548 | 0.184 | 0.26776 | 0 | 0 | 0.36749
2007-01-25 06:00 | 6.9758e-05 | 0 | -71.241 | 90 | 0 | 0 | 0.089216 | 0.089216 | 0 | 0 | 0 | 0.089216 | 0 | 0 | 1.3878e-17 | 0 | 0 | 0.093911 | 0.089216 | 0 | 0 | 4.936 | 0.11127 | 0 | 0.093911 | -0.093911 | 1.2183 | 20.3049 | 0.184 | 0.098137 | 0 | 0 | 0.11127
2007-01-25 07:00 | 0.1299 | 7.2677 | -68.8503 | 79.5646 | 0.18141 | 0.32364 | 0.7472 | 0.7472 | 1.7 | 0 | 0.5202 | 0.7472 | 43.3133 | 0 | 0 | 0 | 0.32364 | 0 | 0 | 0.9528 | 0.90516 | 5.0404 | 0.017357 | 1.2288 | 0 | 1.2288 | 2.384 | 39.7338 | 0.18524 | 0.82192 | 0.25891 | 1.7 | 0.341
2007-01-25 08:00 | 0.36188 | 20.9099 | -65.0216 | 65.5182 | 0.4151 | 0.74054 | 2.8977 | 2.8977 | 1.7 | 0 | 0.5202 | 2.8977 | 25.5557 | 2.2204e-16 | 0 | 0.27971 | 0.74054 | 1.2608 | 1.1977 | 0 | 0 | 3.8116 | 1.1233 | 0 | 0.52025 | -0.52025 | 1.8356 | 30.5941 | 0.18524 | 3.1875 | 0.59243 | 1.7 | 1.8638
2007-01-25 09:00 | 0.57044 | 34.0149 | -59.025 | 51.7243 | 0.62669 | 1.118 | 0.42269 | 0.42269 | 1.7 | 0 | 0.5202 | 0.42269 | 264.4973 | 0 | 0 | 0 | 1.118 | 0 | 0 | 1.2773 | 1.2134 | 4.3896 | 0.60303 | 2.3315 | 0 | 2.3315 | 4.0475 | 67.4575 | 0.18489 | 0.46496 | 0.89441 | 1.7 | 1.721
2007-01-25 10:00 | 0.7261 | 46.0736 | -49.3285 | 38.5301 | 0.78317 | 1.3972 | 0.168 | 0.168 | 0.86378 | 0 | 0.29191 | 0.168 | 831.6599 | 0 | 0 | 0 | 1.3972 | 0 | 0 | 0.69578 | 0.661 | 2.0582 | 2.7013 | 2.0582 | 0 | 2.0582 | 6 | 100 | 0.18299 | 0.1848 | 1.1177 | 1.7 | 4.0985
2007-01-25 11:00 | 0.84608 | 55.9356 | -33.0889 | 26.8983 | 0.90582 | 1.616 | 1.9404 | 1.9404 | 0.56039 | 0 | 0.20909 | 1.9404 | 83.2816 | 0.16336 | 0 | 0 | 1.616 | 1.4526 | 1.38 | 0 | 0 | 0 | 4.5537 | 0 | 0 | 0 | 6 | 100 | 0.18299 | 2.1344 | 1.2928 | 1.7 | 6.1697
2007-01-25 12:00 | 1.0089 | 61.2309 | -7.7115 | 19.8522 | 1.0797 | 1.9262 | 2.6345 | 2.6345 | 1.2545 | 0 | 0.39859 | 2.6345 | 73.1113 | 0.47352 | 0 | 0 | 1.9262 | 1.4526 | 1.38 | 0 | 0 | 0 | 4.5537 | 0 | 0 | 0 | 6 | 100 | 0.18299 | 2.898 | 1.5409 | 1.7 | 6.4798
2007-01-25 13:00 | 0.78289 | 59.4769 | 20.8821 | 22.2954 | 0.82973 | 1.4802 | 0.46067 | 0.46067 | 0 | 0 | 0 | 0.46067 | 321.3221 | 0.99532 | 0 | 0 | 1.4802 | 0.48491 | 0.46067 | 0 | 0 | 0 | 4.5537 | 0 | 0 | 0 | 6 | 100 | 0.18299 | 0.50674 | 1.1842 | 0 | 6.0339
2007-01-25 14:00 | 0.49145 | 51.6296 | 41.8701 | 32.1281 | 0.50254 | 0.89653 | 0.8774 | 0.8774 | 0 | 0 | 0 | 0.8774 | 102.1813 | 0 | 0 | 0 | 0.89653 | 0.92357 | 0.8774 | 0 | 0 | 0 | 4.5537 | 0 | 0.02704 | -0.02704 | 5.9715 | 99.525 | 0.18299 | 0.96514 | 0.71723 | 0 | 5.4502
2007-01-25 15:00 | 0.43274 | 40.5123 | 54.5532 | 44.7018 | 0.44746 | 0.79827 | 0 | 0 | 0 | 0 | 0 | 0 | 0 | 0.76822 | 0 | 0 | 0.79827 | 0 | 0 | 0 | 0 | 0.030045 | 4.5266 | 0.030045 | 0 | 0.030045 | 6 | 100 | 0.18295 | 0 | 0.63862 | 0 | 5.3249
2007-01-25 16:00 | 0.44679 | 27.864 | 62.2232 | 58.2469 | 0.49543 | 0.88384 | 0 | 0 | 0 | 0 | 0 | 0 | 0 | 0.88384 | 0 | 0 | 0.88384 | 0 | 0 | 0 | 0 | 0 | 4.5537 | 0 | 0 | 0 | 6 | 100 | 0.18295 | 0 | 0.70707 | 0 | 5.4375
2007-01-25 17:00 | 0.17653 | 14.4612 | 67.0573 | 72.1885 | 0.19456 | 0.3471 | 0 | 0 | 0 | 0 | 0 | 0 | 0 | 0.3471 | 0 | 0 | 0.3471 | 0 | 0 | 0 | 0 | 0 | 4.5537 | 0 | 0 | 0 | 6 | 100 | 0.18295 | 0 | 0.27768 | 0 | 4.9008
2007-01-25 18:00 | 0.029249 | 0.6584 | 70.1427 | 86.2919 | 0.10437 | 0.1862 | 0 | 0 | 0 | 0 | 0 | 0 | 0 | 0.1862 | 0 | 0 | 0.1862 | 0 | 0 | 0 | 0 | 0 | 4.5537 | 0 | 0 | 0 | 6 | 100 | 0.18295 | 0 | 0.14896 | 0 | 4.7399
2007-01-25 19:00 | 0 | 0 | 71.9684 | 90 | 0 | 0 | 1.5075 | 1.5075 | 1.5075 | 0 | 0.46764 | 1.5075 | 0 | 0 | 0 | 0 | 0 | 0 | 0 | 0 | 0 | 0 | 4.5537 | 0 | 0 | 0 | 6 | 100 | 0.18295 | 1.6582 | 0 | 1.7 | 4.5537
2007-01-25 20:00 | 0 | 0 | 72.6467 | 90 | 0 | 0 | 0.49174 | 0.49174 | 0 | 0 | 0 | 0.49174 | 0 | 0 | 5.5511e-17 | 0 | 0 | 0.51762 | 0.49174 | 0 | 0 | 0 | 4.5537 | 0 | 0.51762 | -0.51762 | 5.4544 | 90.9064 | 0.18295 | 0.54091 | 0 | 0 | 4.5537
2007-01-25 21:00 | 0 | 0 | 71.8868 | 90 | 0 | 0 | 0 | 0 | 0 | 0 | 0 | 0 | 0 | 0 | 0 | 0 | 0 | 0 | 0 | 0 | 0 | 0.57513 | 4.0361 | 0 | 0 | 0 | 5.4544 | 90.9064 | 0.18295 | 0 | 0 | 0 | 4.0361
2007-01-25 22:00 | 0 | 0 | 68.5296 | 90 | 0 | 0 | 0.11868 | 0.11868 | 0 | 0 | 0 | 0.11868 | 0 | 0 | 1.3878e-17 | 0 | 0 | 0.12493 | 0.11868 | 0 | 0 | 0.57513 | 4.0361 | 0 | 0.12493 | -0.12493 | 5.3227 | 88.7116 | 0.18295 | 0.13055 | 0 | 0 | 4.0361
2007-01-25 23:00 | 0 | 0 | 58.1752 | 90 | 0 | 0 | 0.19617 | 0.19617 | 0 | 0 | 0 | 0.19617 | 0 | 0 | 2.7756e-17 | 0 | 0 | 0.2065 | 0.19617 | 0 | 0 | 0.71394 | 3.9111 | 0 | 0.2065 | -0.2065 | 5.105 | 85.0838 | 0.18295 | 0.21579 | 0 | 0 | 3.9111
2007-01-26 | 0 | 0 | 20.2423 | 90 | 0 | 0 | 0.45618 | 0.45618 | 0 | 0 | 0 | 0.45618 | 0 | 0 | 5.5511e-17 | 0 | 0 | 0.48019 | 0.45618 | 0 | 0 | 0.94338 | 3.7046 | 0 | 0.48019 | -0.48019 | 4.5989 | 76.6477 | 0.18295 | 0.5018 | 0 | 0 | 3.7046
2007-01-26 01:00 | 0 | 0 | -44.941 | 90 | 0 | 0 | 0.066229 | 0.066229 | 0 | 0 | 0 | 0.066229 | 0 | 0 | 1.3878e-17 | 0 | 0 | 0.069714 | 0.066229 | 0 | 0 | 1.4769 | 3.2245 | 0 | 0.069714 | -0.069714 | 4.5254 | 75.4229 | 0.18295 | 0.072851 | 0 | 0 | 3.2245
2007-01-26 02:00 | 0 | 0 | -65.0168 | 90 | 0 | 0 | 0.11523 | 0.11523 | 0 | 0 | 0 | 0.11523 | 0 | 0 | 1.3878e-17 | 0 | 0 | 0.1213 | 0.11523 | 0 | 0 | 1.5544 | 3.1547 | 0 | 0.1213 | -0.1213 | 4.3975 | 73.292 | 0.18295 | 0.12676 | 0 | 0 | 3.1547
2007-01-26 03:00 | 0 | 0 | -70.9247 | 90 | 0 | 0 | 0.29673 | 0.29673 | 0 | 0 | 0 | 0.29673 | 0 | 0 | 5.5511e-17 | 0 | 0 | 0.31235 | 0.29673 | 0 | 0 | 1.6892 | 3.0334 | 0 | 0.31235 | -0.31235 | 4.0683 | 67.8046 | 0.18295 | 0.3264 | 0 | 0 | 3.0334
2007-01-26 04:00 | 0 | 0 | -72.7438 | 90 | 0 | 0 | 0 | 0 | 0 | 0 | 0 | 0 | 0 | 0 | 0 | 0 | 0 | 0 | 0 | 0 | 0 | 2.0362 | 2.7211 | 0 | 0 | 0 | 4.0683 | 67.8046 | 0.18295 | 0 | 0 | 0 | 2.7211
2007-01-26 05:00 | 0 | 0 | -72.7194 | 90 | 0 | 0 | 0 | 0 | 0 | 0 | 0 | 0 | 0 | 0 | 0 | 0 | 0 | 0 | 0 | 0 | 0 | 2.0362 | 2.7211 | 0 | 0 | 0 | 4.0683 | 67.8046 | 0.18295 | 0 | 0 | 0 | 2.7211
2007-01-26 06:00 | 6.8693e-05 | 0 | -71.4758 | 90 | 0 | 0 | 0.17535 | 0.17535 | 0 | 0 | 0 | 0.17535 | 0 | 0 | 2.7756e-17 | 0 | 0 | 0.18458 | 0.17535 | 0 | 0 | 2.0362 | 2.7211 | 0 | 0.18458 | -0.18458 | 3.8737 | 64.5619 | 0.18295 | 0.19288 | 0 | 0 | 2.7211
2007-01-26 07:00 | 0.13016 | 7.2564 | -69.0873 | 79.6108 | 0.18141 | 0.32364 | 0 | 0 | 0 | 0 | 0 | 0 | 0 | 0 | 0 | 0 | 0.32364 | 0 | 0 | 0 | 0 | 2.2413 | 2.5365 | 0.32364 | 0 | 0.32364 | 4.1808 | 69.6791 | 0.1825 | 0 | 0.25891 | 0 | 2.8602
2007-01-26 08:00 | 0.37479 | 20.923 | -65.2732 | 65.5421 | 0.43052 | 0.76804 | 1.5184 | 1.5184 | 1.7 | 0 | 0.5202 | 1.5184 | 50.5812 | 0 | 0 | 0 | 0.76804 | 0 | 0 | 0.18156 | 0.17248 | 1.9177 | 2.8278 | 0.94053 | 0 | 0.94053 | 5.073 | 84.5501 | 0.18329 | 1.6703 | 0.61443 | 1.7 | 3.5958
2007-01-26 09:00 | 0.61297 | 34.0597 | -59.3038 | 51.7199 | 0.67481 | 1.2039 | 0.017722 | 0.017722 | 0 | 0 | 0 | 0.017722 | 6793.067 | 0.20807 | 0 | 0 | 1.2039 | 0.018655 | 0.017722 | 0 | 0 | 0.97714 | 3.6743 | 0.97714 | 0 | 0.97714 | 6 | 100 | 0.18194 | 0.019494 | 0.96309 | 0 | 4.8781
2007-01-26 10:00 | 0.89055 | 46.1627 | -49.6428 | 38.4844 | 0.964 | 1.7198 | 0.55577 | 0.55577 | 0 | 0 | 0 | 0.55577 | 309.4393 | 1.1347 | 0 | 0 | 1.7198 | 0.58502 | 0.55577 | 0 | 0 | 0 | 4.5537 | 0 | 0 | 0 | 6 | 100 | 0.18194 | 0.61135 | 1.3758 | 0 | 6.2735
2007-01-26 11:00 | 1.0217 | 56.0867 | -33.4116 | 26.7843 | 1.0967 | 1.9564 | 0 | 0 | 0 | 0 | 0 | 0 | 0 | 1.9564 | 0 | 0 | 1.9564 | 0 | 0 | 0 | 0 | 0 | 4.5537 | 0 | 0 | 0 | 6 | 100 | 0.18194 | 0 | 1.5651 | 0 | 6.5101
2007-01-26 12:00 | 1.1274 | 61.4472 | -7.9047 | 19.6422 | 1.2068 | 2.1529 | 0 | 0 | 0 | 0 | 0 | 0 | 0 | 2.1529 | 0 | 0 | 2.1529 | 0 | 0 | 0 | 0 | 0 | 4.5537 | 0 | 0 | 0 | 6 | 100 | 0.18194 | 0 | 1.7223 | 0 | 6.7066
2007-01-26 13:00 | 1.07 | 59.7105 | 20.9382 | 22.0685 | 1.146 | 2.0445 | 0.92044 | 0.92044 | 0 | 0 | 0 | 0.92044 | 222.1238 | 1.0756 | 0 | 0 | 2.0445 | 0.96889 | 0.92044 | 0 | 0 | 0 | 4.5537 | 0 | 0 | 0 | 6 | 100 | 0.18194 | 1.0125 | 1.6356 | 0 | 6.5982
2007-01-26 14:00 | 1.0044 | 51.8346 | 42.0568 | 31.95 | 1.0818 | 1.9299 | 0 | 0 | 0 | 0 | 0 | 0 | 0 | 1.9299 | 0 | 0 | 1.9299 | 0 | 0 | 0 | 0 | 0 | 4.5537 | 0 | 0 | 0 | 6 | 100 | 0.18194 | 0 | 1.5439 | 0 | 6.4836
2007-01-26 15:00 | 0.70331 | 40.6826 | 54.7671 | 44.564 | 0.76527 | 1.3652 | 0.80619 | 0.80619 | 0 | 0 | 0 | 0.80619 | 169.3444 | 0.51662 | 0 | 0 | 1.3652 | 0.84862 | 0.80619 | 0 | 0 | 0 | 4.5537 | 0 | 0 | 0 | 6 | 100 | 0.18194 | 0.88681 | 1.0922 | 0 | 5.9189
2007-01-26 16:00 | 0.50931 | 28.0057 | 62.4359 | 58.1379 | 0.56921 | 1.0155 | 1.8883 | 1.8883 | 0.92363 | 0 | 0.30825 | 1.8883 | 53.776 | 0 | 0 | 0 | 1.0155 | 1.0155 | 0.96469 | 0 | 0 | 0 | 4.5537 | 0 | 0 | 0 | 6 | 100 | 0.18194 | 2.0772 | 0.81237 | 1.7 | 5.5692
2007-01-26 17:00 | 0.22364 | 14.5797 | 67.2674 | 72.1023 | 0.26211 | 0.46761 | 1.5433 | 1.5433 | 1.099 | 0 | 0.35614 | 1.5433 | 30.3 | 0 | 0 | 0 | 0.46761 | 0.46761 | 0.44423 | 0 | 0 | 0 | 4.5537 | 0 | 0 | 0 | 6 | 100 | 0.18194 | 1.6976 | 0.37409 | 1.7 | 5.0213
2007-01-26 18:00 | 0.031731 | 0.75723 | 70.3563 | 86.2258 | 0.12254 | 0.21862 | 0 | 0 | 0 | 0 | 0 | 0 | 0 | 0.21862 | 0 | 0 | 0.21862 | 0 | 0 | 0 | 0 | 0 | 4.5537 | 0 | 0 | 0 | 6 | 100 | 0.18194 | 0 | 0.17489 | 0 | 4.7723
2007-01-26 19:00 | 0 | 0 | 72.1957 | 90 | 0 | 0 | 0.93898 | 0.93898 | 0 | 0 | 0 | 0.93898 | 0 | 0 | 1.1102e-16 | 0 | 0 | 0.9884 | 0.93898 | 0 | 0 | 0 | 4.5537 | 0 | 0.9884 | -0.9884 | 4.9582 | 82.6357 | 0.18194 | 1.0329 | 0 | 0 | 4.5537
2007-01-26 20:00 | 0 | 0 | 72.9026 | 90 | 0 | 0 | 0 | 0 | 0 | 0 | 0 | 0 | 0 | 0 | 0 | 0 | 0 | 0 | 0 | 0 | 0 | 1.0982 | 3.5653 | 0 | 0 | 0 | 4.9582 | 82.6357 | 0.18194 | 0 | 0 | 0 | 3.5653
2007-01-26 21:00 | 0 | 0 | 72.1968 | 90 | 0 | 0 | 0.4534 | 0.4534 | 0 | 0 | 0 | 0.4534 | 0 | 0 | 5.5511e-17 | 0 | 0 | 0.47726 | 0.4534 | 0 | 0 | 1.0982 | 3.5653 | 0 | 0.47726 | -0.47726 | 4.4551 | 74.2511 | 0.18194 | 0.49874 | 0 | 0 | 3.5653
2007-01-26 22:00 | 0 | 0 | 68.9455 | 90 | 0 | 0 | 0.41294 | 0.41294 | 0 | 0 | 0 | 0.41294 | 0 | 0 | 5.5511e-17 | 0 | 0 | 0.43467 | 0.41294 | 0 | 0 | 1.6285 | 3.088 | 0 | 0.43467 | -0.43467 | 3.9969 | 66.6147 | 0.18194 | 0.45423 | 0 | 0 | 3.088
2007-01-26 23:00 | 0 | 0 | 58.8161 | 90 | 0 | 0 | 0.20968 | 0.20968 | 0 | 0 | 0 | 0.20968 | 0 | 0 | 2.7756e-17 | 0 | 0 | 0.22072 | 0.20968 | 0 | 0 | 2.1115 | 2.6534 | 0 | 0.22072 | -0.22072 | 3.7642 | 62.7371 | 0.18194 | 0.23065 | 0 | 0 | 2.6534
2007-01-27 | 0 | 0 | 20.9856 | 90 | 0 | 0 | 0.43707 | 0.43707 | 0 | 0 | 0 | 0.43707 | 0 | 0 | 5.5511e-17 | 0 | 0 | 0.46007 | 0.43707 | 0 | 0 | 2.3567 | 2.4326 | 0 | 0.46007 | -0.46007 | 3.2793 | 54.6545 | 0.18194 | 0.48077 | 0 | 0 | 2.4326
2007-01-27 01:00 | 0 | 0 | -45.4689 | 90 | 0 | 0 | 0 | 0 | 0 | 0 | 0 | 0 | 0 | 0 | 0 | 0 | 0 | 0 | 0 | 0 | 0 | 2.8679 | 1.9726 | 0 | 0 | 0 | 3.2793 | 54.6545 | 0.18194 | 0 | 0 | 0 | 1.9726
2007-01-27 02:00 | 0 | 0 | -65.4621 | 90 | 0 | 0 | 0.47924 | 0.47924 | 0 | 0 | 0 | 0.47924 | 0 | 0 | 5.5511e-17 | 0 | 0 | 0.50446 | 0.47924 | 0 | 0 | 2.8679 | 1.9726 | 0 | 0.50446 | -0.50446 | 2.7475 | 45.7921 | 0.18194 | 0.52716 | 0 | 0 | 1.9726
2007-01-27 03:00 | 0 | 0 | -71.2635 | 90 | 0 | 0 | 0.099709 | 0.099709 | 0 | 0 | 0 | 0.099709 | 0 | 0 | 1.3878e-17 | 0 | 0 | 0.10496 | 0.099709 | 0 | 0 | 3.4284 | 1.4681 | 0 | 0.10496 | -0.10496 | 2.6369 | 43.9482 | 0.18194 | 0.10968 | 0 | 0 | 1.4681
2007-01-27 04:00 | 0 | 0 | -73.0252 | 90 | 0 | 0 | 0.14881 | 0.14881 | 0 | 0 | 0 | 0.14881 | 0 | 0 | 2.7756e-17 | 0 | 0 | 0.15665 | 0.14881 | 0 | 0 | 3.545 | 1.3632 | 0 | 0.15665 | -0.15665 | 2.4718 | 41.1962 | 0.18194 | 0.1637 | 0 | 0 | 1.3632
2007-01-27 05:00 | 0 | 0 | -72.9712 | 90 | 0 | 0 | 0.467 | 0.467 | 0 | 0 | 0 | 0.467 | 0 | 0 | 5.5511e-17 | 0 | 0 | 0.49158 | 0.467 | 0 | 0 | 3.7191 | 1.2065 | 0 | 0.49158 | -0.49158 | 1.9536 | 32.5601 | 0.18194 | 0.5137 | 0 | 0 | 1.2065
2007-01-27 06:00 | 4.5379e-05 | 0 | -71.716 | 90 | 0 | 0 | 0.20973 | 0.20973 | 0 | 0 | 0 | 0.20973 | 0 | 0 | 2.7756e-17 | 0 | 0 | 0.22077 | 0.20973 | 0 | 0 | 4.2653 | 0.71494 | 0 | 0.22077 | -0.22077 | 1.7209 | 28.6816 | 0.18194 | 0.2307 | 0 | 0 | 0.71494
2007-01-27 07:00 | 0.062157 | 7.2487 | -69.3293 | 79.6543 | 0.065277 | 0.11645 | 0.90955 | 0.90955 | 1.7 | 0 | 0.5202 | 0.90955 | 12.8034 | 0 | 0 | 0 | 0.11645 | 0 | 0 | 0.79045 | 0.75093 | 4.5106 | 0.49417 | 0.86738 | 0 | 0.86738 | 2.5438 | 42.396 | 0.18281 | 1.0005 | 0.093163 | 1.7 | 0.61062
2007-01-27 08:00 | 0.22965 | 20.9399 | -65.5297 | 65.563 | 0.24152 | 0.43088 | 1.5032 | 1.5032 | 1.7 | 0 | 0.5202 | 1.5032 | 28.663 | 0 | 0 | 0 | 0.43088 | 0 | 0 | 0.19675 | 0.18692 | 3.6432 | 1.2748 | 0.61779 | 0 | 0.61779 | 3.1299 | 52.1642 | 0.18334 | 1.6536 | 0.3447 | 1.7 | 1.7057
2007-01-27 09:00 | 0.40184 | 34.1087 | -59.5877 | 51.7122 | 0.42141 | 0.7518 | 2.4252 | 2.4252 | 1.7 | 0 | 0.5202 | 2.4252 | 30.9988 | 1.1102e-16 | 0 | 0 | 0.7518 | 0.76341 | 0.72524 | 0 | 0 | 3.0254 | 1.8308 | 0 | 0.011617 | -0.011617 | 3.1176 | 51.9601 | 0.18334 | 2.6678 | 0.60144 | 1.7 | 2.5826
2007-01-27 10:00 | 0.33989 | 46.2564 | -49.9624 | 38.4351 | 0.34148 | 0.60921 | 1.1726 | 1.1726 | 1.7 | 0 | 0.5202 | 1.1726 | 51.9518 | 0 | 0 | 0 | 0.60921 | 0 | 0 | 0.52736 | 0.50099 | 3.0383 | 1.8192 | 1.1102 | 0 | 1.1102 | 4.1708 | 69.5139 | 0.18431 | 1.2899 | 0.48737 | 1.7 | 2.4284
2007-01-27 11:00 | 0.41499 | 56.2431 | -33.739 | 26.666 | 0.41752 | 0.74486 | 1.5859 | 1.5859 | 1.7 | 0 | 0.5202 | 1.5859 | 46.9668 | 0 | 0 | 0 | 0.74486 | 0 | 0 | 0.11408 | 0.10838 | 1.9281 | 2.8184 | 0.85323 | 0 | 0.85323 | 4.9803 | 83.0046 | 0.18499 | 1.7445 | 0.59588 | 1.7 | 3.5632
2007-01-27 12:00 | 0.59101 | 61.6693 | -8.097 | 19.4265 | 0.60637 | 1.0818 | 1.3351 | 1.3351 | 1.3285 | 0 | 0.41879 | 1.3351 | 81.0271 | 0 | 0 | 0 | 1.0818 | 0.0068853 | 0.0065411 | 0 | 0 | 1.0749 | 3.5863 | 1.0749 | 0 | 1.0749 | 6 | 100 | 0.18554 | 1.4686 | 0.86542 | 1.7 | 4.6681
2007-01-27 13:00 | 0.45436 | 59.9485 | 21.0041 | 21.8383 | 0.45806 | 0.81718 | 2.1126 | 2.1126 | 1.3363 | 0 | 0.4209 | 2.1126 | 38.6815 | 1.1102e-16 | 0 | 0 | 0.81718 | 0.81718 | 0.77632 | 0 | 0 | 0 | 4.5537 | 0 | 0 | 0 | 6 | 100 | 0.18554 | 2.3238 | 0.65374 | 1.7 | 5.3709
2007-01-27 14:00 | 0.22965 | 52.0416 | 42.2546 | 31.7716 | 0.22896 | 0.40847 | 0 | 0 | 0 | 0 | 0 | 0 | 0 | 0.40847 | 0 | 0 | 0.40847 | 0 | 0 | 0 | 0 | 0 | 4.5537 | 0 | 0 | 0 | 6 | 100 | 0.18554 | 0 | 0.32678 | 0 | 4.9622
2007-01-27 15:00 | 0.42254 | 40.8533 | 54.9903 | 44.4272 | 0.43503 | 0.7761 | 1.9762 | 1.9762 | 1.2389 | 0 | 0.39431 | 1.9762 | 39.2728 | 0 | 0 | 0 | 0.7761 | 0.7761 | 0.73729 | 0 | 0 | 0 | 4.5537 | 0 | 0 | 0 | 6 | 100 | 0.18554 | 2.1738 | 0.62088 | 1.7 | 5.3298
2007-01-27 16:00 | 0.42566 | 28.1467 | 62.6563 | 58.0306 | 0.46727 | 0.83361 | 0 | 0 | 0 | 0 | 0 | 0 | 0 | 0.83361 | 0 | 0 | 0.83361 | 0 | 0 | 0 | 0 | 0 | 4.5537 | 0 | 0 | 0 | 6 | 100 | 0.18554 | 0 | 0.66689 | 0 | 5.3873
2007-01-27 17:00 | 0.20383 | 14.6971 | 67.484 | 72.0182 | 0.23208 | 0.41402 | 0 | 0 | 0 | 0 | 0 | 0 | 0 | 0.41402 | 0 | 0 | 0.41402 | 0 | 0 | 0 | 0 | 0 | 4.5537 | 0 | 0 | 0 | 6 | 100 | 0.18554 | 0 | 0.33122 | 0 | 4.9677
2007-01-27 18:00 | 0.026392 | 0.85447 | 70.576 | 86.1622 | 0.065666 | 0.11715 | 0 | 0 | 0 | 0 | 0 | 0 | 0 | 0.11715 | 0 | 0 | 0.11715 | 0 | 0 | 0 | 0 | 0 | 4.5537 | 0 | 0 | 0 | 6 | 100 | 0.18554 | 0 | 0.093718 | 0 | 4.6708
2007-01-27 19:00 | 0 | 0 | 72.4288 | 90 | 0 | 0 | 1.7027 | 1.7027 | 1.7 | 0 | 0.5202 | 1.7027 | 0 | 0 | 0 | 0 | 0 | 0.0028563 | 0.0027135 | 0 | 0 | 0 | 4.5537 | 0 | 0.0028563 | -0.0028563 | 5.997 | 99.9498 | 0.18554 | 1.873 | 0 | 1.7 | 4.5537
2007-01-27 20:00 | 0 | 0 | 73.1646 | 90 | 0 | 0 | 0.29945 | 0.29945 | 0 | 0 | 0 | 0.29945 | 0 | 0 | 0 | 0 | 0 | 0.31521 | 0.29945 | 0 | 0 | 0.0031737 | 4.5508 | 0 | 0.31521 | -0.31521 | 5.6647 | 94.4122 | 0.18554 | 0.32939 | 0 | 0 | 4.5508
2007-01-27 21:00 | 0 | 0 | 72.5138 | 90 | 0 | 0 | 1.6121 | 1.6121 | 1.7 | 0 | 0.5202 | 1.6121 | 0 | 0 | 0 | 0 | 0 | 0 | 0 | 0.087892 | 0.083497 | 0.3534 | 4.2356 | 0.083497 | 0 | 0.083497 | 5.744 | 95.7324 | 0.18562 | 1.7733 | 0 | 1.7 | 4.2356
2007-01-27 22:00 | 0 | 0 | 69.37 | 90 | 0 | 0 | 0.44684 | 0.44684 | 0 | 0 | 0 | 0.44684 | 0 | 0 | 5.5511e-17 | 0 | 0 | 0.47036 | 0.44684 | 0 | 0 | 0.2699 | 4.3108 | 0 | 0.47036 | -0.47036 | 5.2482 | 87.469 | 0.18562 | 0.49153 | 0 | 0 | 4.3108
2007-01-27 23:00 | 0 | 0 | 59.4709 | 90 | 0 | 0 | 0.12282 | 0.12282 | 0 | 0 | 0 | 0.12282 | 0 | 0 | 2.7756e-17 | 0 | 0 | 0.12929 | 0.12282 | 0 | 0 | 0.79253 | 3.8404 | 0 | 0.12929 | -0.12929 | 5.1119 | 85.1977 | 0.18562 | 0.1351 | 0 | 0 | 3.8404
2007-01-28 | 0 | 0 | 21.7547 | 90 | 0 | 0 | 0.1812 | 0.1812 | 0 | 0 | 0 | 0.1812 | 0 | 0 | 0 | 0 | 0 | 0.19073 | 0.1812 | 0 | 0 | 0.93618 | 3.7111 | 0 | 0.19073 | -0.19073 | 4.9108 | 81.8469 | 0.18562 | 0.19931 | 0 | 0 | 3.7111
2007-01-28 01:00 | 0 | 0 | -46.035 | 90 | 0 | 0 | 0.28715 | 0.28715 | 0 | 0 | 0 | 0.28715 | 0 | 0 | 5.5511e-17 | 0 | 0 | 0.30227 | 0.28715 | 0 | 0 | 1.1481 | 3.5204 | 0 | 0.30227 | -0.30227 | 4.5922 | 76.5367 | 0.18562 | 0.31587 | 0 | 0 | 3.5204
2007-01-28 02:00 | 0 | 0 | -65.9249 | 90 | 0 | 0 | 0.30962 | 0.30962 | 0 | 0 | 0 | 0.30962 | 0 | 0 | 0 | 0 | 0 | 0.32592 | 0.30962 | 0 | 0 | 1.484 | 3.2181 | 0 | 0.32592 | -0.32592 | 4.2487 | 70.8108 | 0.18562 | 0.34059 | 0 | 0 | 3.2181
2007-01-28 03:00 | 0 | 0 | -71.6128 | 90 | 0 | 0 | 0.13816 | 0.13816 | 0 | 0 | 0 | 0.13816 | 0 | 0 | 0 | 0 | 0 | 0.14543 | 0.13816 | 0 | 0 | 1.8461 | 2.8922 | 0 | 0.14543 | -0.14543 | 4.0954 | 68.2558 | 0.18562 | 0.15198 | 0 | 0 | 2.8922
2007-01-28 04:00 | 0 | 0 | -73.314 | 90 | 0 | 0 | 0.14316 | 0.14316 | 0 | 0 | 0 | 0.14316 | 0 | 0 | 2.7756e-17 | 0 | 0 | 0.1507 | 0.14316 | 0 | 0 | 2.0077 | 2.7468 | 0 | 0.1507 | -0.1507 | 3.9365 | 65.6083 | 0.18562 | 0.15748 | 0 | 0 | 2.7468
2007-01-28 05:00 | 0 | 0 | -73.2292 | 90 | 0 | 0 | 0.10952 | 0.10952 | 0 | 0 | 0 | 0.10952 | 0 | 0 | 1.3878e-17 | 0 | 0 | 0.11529 | 0.10952 | 0 | 0 | 2.1751 | 2.5961 | 0 | 0.11529 | -0.11529 | 3.815 | 63.5829 | 0.18562 | 0.12048 | 0 | 0 | 2.5961
2007-01-28 06:00 | 1.2192e-05 | 0 | -71.9615 | 90 | 0 | 0 | 0.12662 | 0.12662 | 0 | 0 | 0 | 0.12662 | 0 | 0 | 0 | 0 | 0 | 0.13328 | 0.12662 | 0 | 0 | 2.3032 | 2.4808 | 0 | 0.13328 | -0.13328 | 3.6745 | 61.2414 | 0.18562 | 0.13928 | 0 | 0 | 2.4808
2007-01-28 07:00 | 0.082062 | 7.2446 | -69.5763 | 79.695 | 0.094242 | 0.16813 | 0.77189 | 0.77189 | 0 | 0 | 0 | 0.77189 | 21.7814 | 0 | 0 | 0 | 0.16813 | 0.81251 | 0.77189 | 0 | 0 | 2.4513 | 2.3475 | 0 | 0.64439 | -0.64439 | 2.9952 | 49.9207 | 0.18562 | 0.84908 | 0.1345 | 0 | 2.5156
2007-01-28 08:00 | 0.26528 | 20.9607 | -65.7912 | 65.5808 | 0.28673 | 0.51152 | 0.86259 | 0.86259 | 0 | 0 | 0 | 0.86259 | 59.3005 | 0 | 0 | 0 | 0.51152 | 0.90799 | 0.86259 | 0 | 0 | 3.1673 | 1.7031 | 0 | 0.39647 | -0.39647 | 2.5773 | 42.9554 | 0.18562 | 0.94885 | 0.40922 | 0 | 2.2146
2007-01-28 09:00 | 0.52808 | 34.1617 | -59.8768 | 51.7012 | 0.57452 | 1.0249 | 1.6828 | 1.6828 | 1.7 | 0 | 0.5202 | 1.6828 | 60.9073 | 0 | 0 | 0 | 1.0249 | 0 | 0 | 0.017203 | 0.016343 | 3.6078 | 1.3066 | 1.0413 | 0 | 1.0413 | 3.5652 | 59.4196 | 0.18639 | 1.8511 | 0.81996 | 1.7 | 2.3316
2007-01-28 10:00 | 0.76047 | 46.3547 | -50.2874 | 38.3822 | 0.8199 | 1.4627 | 0 | 0 | 1.1619 | 0 | 0.37331 | 0 | 0 | 0 | 0 | 0 | 1.4627 | 0 | 0 | 1.1619 | 1.1038 | 2.5665 | 2.2438 | 2.5665 | 0 | 2.5665 | 6 | 100 | 0.18458 | 0 | 1.1702 | 1.7 | 3.7065
2007-01-28 11:00 | 0.55434 | 56.4048 | -34.0712 | 26.5435 | 0.56885 | 1.0148 | 1.65 | 1.65 | 0.6859 | 0 | 0.24335 | 1.65 | 61.5054 | 0 | 0 | 0 | 1.0148 | 1.0148 | 0.96409 | 0 | 0 | 0 | 4.5537 | 0 | 0 | 0 | 6 | 100 | 0.18458 | 1.815 | 0.81186 | 1.7 | 5.5685
2007-01-28 12:00 | 0.80172 | 61.8971 | -8.2884 | 19.2054 | 0.84746 | 1.5119 | 0.97721 | 0.97721 | 0 | 0 | 0 | 0.97721 | 154.7136 | 0.48323 | 0 | 0 | 1.5119 | 1.0286 | 0.97721 | 0 | 0 | 0 | 4.5537 | 0 | 0 | 0 | 6 | 100 | 0.18458 | 1.0749 | 1.2095 | 0 | 6.0656
2007-01-28 13:00 | 0.77199 | 60.1906 | 21.0802 | 21.6048 | 0.8151 | 1.4541 | 0 | 0 | 0 | 0 | 0 | 0 | 0 | 1.4541 | 0 | 0 | 1.4541 | 0 | 0 | 0 | 0 | 0 | 4.5537 | 0 | 0 | 0 | 6 | 100 | 0.18458 | 0 | 1.1633 | 0 | 6.0078
2007-01-28 14:00 | 0.75805 | 52.2503 | 42.4638 | 31.5929 | 0.80898 | 1.4432 | 0.057082 | 0.057082 | 0 | 0 | 0 | 0.057082 | 2528.342 | 1.3831 | 0 | 0 | 1.4432 | 0.060086 | 0.057082 | 0 | 0 | 0 | 4.5537 | 0 | 0 | 0 | 6 | 100 | 0.18458 | 0.06279 | 1.1546 | 0 | 5.9969
2007-01-28 15:00 | 0.46474 | 41.0241 | 55.2228 | 44.2916 | 0.48344 | 0.86245 | 0.226 | 0.226 | 0 | 0 | 0 | 0.226 | 381.6126 | 0.62455 | 0 | 0 | 0.86245 | 0.2379 | 0.226 | 0 | 0 | 0 | 4.5537 | 0 | 0 | 0 | 6 | 100 | 0.18458 | 0.2486 | 0.68996 | 0 | 5.4161
2007-01-28 16:00 | 0.24456 | 28.2871 | 62.8843 | 57.9253 | 0.24817 | 0.44273 | 0.99728 | 0.99728 | 0 | 0 | 0 | 0.99728 | 44.3939 | 0 | 1.1102e-16 | 0 | 0.44273 | 1.0498 | 0.99728 | 0 | 0 | 0 | 4.5537 | 0 | 0.60704 | -0.60704 | 5.3601 | 89.3355 | 0.18458 | 1.097 | 0.35418 | 0 | 4.9964
2007-01-28 17:00 | 0.1779 | 14.8131 | 67.7072 | 71.9364 | 0.1943 | 0.34664 | 1.2984 | 1.2984 | 1.6099 | 0 | 0.49559 | 1.2984 | 26.6971 | 0 | 0 | 0 | 0.34664 | 0 | 0 | 0.31145 | 0.29588 | 0.67448 | 3.9467 | 0.64252 | 0 | 0.64252 | 5.9697 | 99.4946 | 0.18512 | 1.4282 | 0.27731 | 1.7 | 4.2933
2007-01-28 18:00 | 0.033563 | 0.95007 | 70.8017 | 86.1012 | 0.10912 | 0.19467 | 0 | 0 | 0 | 0 | 0 | 0 | 0 | 0.1627 | 0 | 0 | 0.19467 | 0 | 0 | 0 | 0 | 0.031965 | 4.5249 | 0.031965 | 0 | 0.031965 | 6 | 100 | 0.18508 | 0 | 0.15573 | 0 | 4.7196
2007-01-28 19:00 | 0 | 0 | 72.6678 | 90 | 0 | 0 | 0 | 0 | 0 | 0 | 0 | 0 | 0 | 0 | 0 | 0 | 0 | 0 | 0 | 0 | 0 | 0 | 4.5537 | 0 | 0 | 0 | 6 | 100 | 0.18508 | 0 | 0 | 0 | 4.5537
2007-01-28 20:00 | 0 | 0 | 73.4326 | 90 | 0 | 0 | 2.9452 | 2.9452 | 1.7 | 0 | 0.5202 | 2.9452 | 0 | 0 | 0 | 0.15977 | 0 | 1.3108 | 1.2452 | 0 | 0 | 0 | 4.5537 | 0 | 1.3108 | -1.3108 | 4.6183 | 76.972 | 0.18508 | 3.2398 | 0 | 1.7 | 4.5537
2007-01-28 21:00 | 0 | 0 | 72.8375 | 90 | 0 | 0 | 0 | 0 | 1.4526 | 0 | 0.45267 | 0 | 0 | 0 | 0 | 0 | 0 | 0 | 0 | 1.4526 | 1.38 | 1.4564 | 3.2429 | 1.38 | 0 | 1.38 | 5.9275 | 98.7916 | 0.18547 | 0 | 0 | 1.7 | 3.2429
2007-01-28 22:00 | 0 | 0 | 69.8031 | 90 | 0 | 0 | 0.21765 | 0.21765 | 0 | 0 | 0 | 0.21765 | 0 | 0 | 2.7756e-17 | 0 | 0 | 0.22911 | 0.21765 | 0 | 0 | 0.076424 | 4.4849 | 0 | 0.22911 | -0.22911 | 5.686 | 94.7666 | 0.18547 | 0.23942 | 0 | 0 | 4.4849
2007-01-28 23:00 | 0 | 0 | 60.1396 | 90 | 0 | 0 | 0.0264 | 0.0264 | 0 | 0 | 0 | 0.0264 | 0 | 0 | 0 | 0 | 0 | 0.02779 | 0.0264 | 0 | 0 | 0.33099 | 4.2558 | 0 | 0.02779 | -0.02779 | 5.6567 | 94.2784 | 0.18547 | 0.02904 | 0 | 0 | 4.2558
2007-01-29 | 0 | 0 | 22.5515 | 90 | 0 | 0 | 0 | 0 | 0 | 0 | 0 | 0 | 0 | 0 | 0 | 0 | 0 | 0 | 0 | 0 | 0 | 0.36187 | 4.228 | 0 | 0 | 0 | 5.6567 | 94.2784 | 0.18547 | 0 | 0 | 0 | 4.228
2007-01-29 01:00 | 0 | 0 | -46.641 | 90 | 0 | 0 | 0.44034 | 0.44034 | 0 | 0 | 0 | 0.44034 | 0 | 0 | 5.5511e-17 | 0 | 0 | 0.46352 | 0.44034 | 0 | 0 | 0.36187 | 4.228 | 0 | 0.46352 | -0.46352 | 5.1681 | 86.1353 | 0.18547 | 0.48437 | 0 | 0 | 4.228
2007-01-29 02:00 | 0 | 0 | -66.4053 | 90 | 0 | 0 | 0.32139 | 0.32139 | 0 | 0 | 0 | 0.32139 | 0 | 0 | 0 | 0 | 0 | 0.3383 | 0.32139 | 0 | 0 | 0.87688 | 3.7645 | 0 | 0.3383 | -0.3383 | 4.8115 | 80.1919 | 0.18547 | 0.35353 | 0 | 0 | 3.7645
2007-01-29 03:00 | 0 | 0 | -71.9722 | 90 | 0 | 0 | 0.15326 | 0.15326 | 0 | 0 | 0 | 0.15326 | 0 | 0 | 2.7756e-17 | 0 | 0 | 0.16133 | 0.15326 | 0 | 0 | 1.2528 | 3.4262 | 0 | 0.16133 | -0.16133 | 4.6415 | 77.3577 | 0.18547 | 0.16859 | 0 | 0 | 3.4262
2007-01-29 04:00 | 0 | 0 | -73.6101 | 90 | 0 | 0 | 0 | 0 | 0 | 0 | 0 | 0 | 0 | 0 | 0 | 0 | 0 | 0 | 0 | 0 | 0 | 1.432 | 3.2649 | 0 | 0 | 0 | 4.6415 | 77.3577 | 0.18547 | 0 | 0 | 0 | 3.2649
2007-01-29 05:00 | 0 | 0 | -73.4931 | 90 | 0 | 0 | 0 | 0 | 0 | 0 | 0 | 0 | 0 | 0 | 0 | 0 | 0 | 0 | 0 | 0 | 0 | 1.432 | 3.2649 | 0 | 0 | 0 | 4.6415 | 77.3577 | 0.18547 | 0 | 0 | 0 | 3.2649
2007-01-29 06:00 | 3.2061e-05 | 0 | -72.2122 | 90 | 0 | 0 | 0.51485 | 0.51485 | 0 | 0 | 0 | 0.51485 | 0 | 0 | 0 | 0 | 0 | 0.54195 | 0.51485 | 0 | 0 | 1.432 | 3.2649 | 0 | 0.54195 | -0.54195 | 4.0702 | 67.8366 | 0.18547 | 0.56634 | 0 | 0 | 3.2649
2007-01-29 07:00 | 0.065762 | 7.2442 | -69.8282 | 79.7328 | 0.069906 | 0.12471 | 2.4388 | 2.4388 | 1.7 | 0 | 0.5202 | 2.4388 | 5.1136 | 0 | 0 | 0 | 0.12471 | 0.77772 | 0.73883 | 0 | 0 | 2.0342 | 2.7229 | 0 | 0.65301 | -0.65301 | 3.3819 | 56.3645 | 0.18547 | 2.6827 | 0.099769 | 1.7 | 2.8476
2007-01-29 08:00 | 0.13606 | 20.9853 | -66.0575 | 65.5957 | 0.13635 | 0.24325 | 0.66047 | 0.66047 | 1.7 | 0 | 0.5202 | 0.66047 | 36.8293 | 0 | 0 | 0 | 0.24325 | 0 | 0 | 1.0395 | 0.98756 | 2.7598 | 2.0699 | 1.2308 | 0 | 1.2308 | 4.5495 | 75.8251 | 0.18656 | 0.72651 | 0.1946 | 1.7 | 2.3132
2007-01-29 09:00 | 0.56072 | 34.2189 | -60.1709 | 51.687 | 0.61262 | 1.0929 | 0 | 0 | 0.459 | 0 | 0.18141 | 0 | 0 | 0 | 0 | 0 | 1.0929 | 0 | 0 | 0.459 | 0.43605 | 1.529 | 3.1776 | 1.529 | 0 | 1.529 | 6 | 100 | 0.18468 | 0 | 0.87433 | 1.7 | 4.2705
2007-01-29 10:00 | 0.58826 | 46.4575 | -50.6177 | 38.3258 | 0.61962 | 1.1054 | 0 | 0 | 0 | 0 | 0 | 0 | 0 | 1.1054 | 0 | 0 | 1.1054 | 0 | 0 | 0 | 0 | 0 | 4.5537 | 0 | 0 | 0 | 6 | 100 | 0.18468 | 0 | 0.88433 | 0 | 5.6591
2007-01-29 11:00 | 0.63759 | 56.5716 | -34.4081 | 26.4169 | 0.6634 | 1.1835 | 0.56019 | 0.56019 | 0 | 0 | 0 | 0.56019 | 211.268 | 0.59383 | 0 | 0 | 1.1835 | 0.58967 | 0.56019 | 0 | 0 | 0 | 4.5537 | 0 | 0 | 0 | 6 | 100 | 0.18468 | 0.61621 | 0.9468 | 0 | 5.7372
2007-01-29 12:00 | 0.50633 | 62.1304 | -8.4788 | 18.9789 | 0.51277 | 0.91479 | 0 | 0 | 0 | 0 | 0 | 0 | 0 | 0.91479 | 0 | 0 | 0.91479 | 0 | 0 | 0 | 0 | 0 | 4.5537 | 0 | 0 | 0 | 6 | 100 | 0.18468 | 0 | 0.73183 | 0 | 5.4685
2007-01-29 13:00 | 0.61996 | 60.4368 | 21.1666 | 21.3682 | 0.6396 | 1.141 | 0.097115 | 0.097115 | 0 | 0 | 0 | 0.097115 | 1174.937 | 1.0388 | 0 | 0 | 1.141 | 0.10223 | 0.097115 | 0 | 0 | 0 | 4.5537 | 0 | 0 | 0 | 6 | 100 | 0.18468 | 0.10683 | 0.91283 | 0 | 5.6947
2007-01-29 14:00 | 0.46885 | 52.4607 | 42.6846 | 31.4143 | 0.47663 | 0.8503 | 0.63338 | 0.63338 | 0 | 0 | 0 | 0.63338 | 134.2481 | 0.18359 | 0 | 0 | 0.8503 | 0.66672 | 0.63338 | 0 | 0 | 0 | 4.5537 | 0 | 0 | 0 | 6 | 100 | 0.18468 | 0.69672 | 0.68024 | 0 | 5.404
2007-01-29 15:00 | 0.48701 | 41.1951 | 55.4647 | 44.1573 | 0.50909 | 0.90822 | 2.3815 | 2.3815 | 1.5187 | 0 | 0.47071 | 2.3815 | 38.1362 | 0 | 0 | 0 | 0.90822 | 0.90822 | 0.86281 | 0 | 0 | 0 | 4.5537 | 0 | 0 | 0 | 6 | 100 | 0.18468 | 2.6197 | 0.72658 | 1.7 | 5.4619
2007-01-29 16:00 | 0.20163 | 28.4266 | 63.1198 | 57.8219 | 0.20237 | 0.36102 | 0.96967 | 0.96967 | 0 | 0 | 0 | 0.96967 | 37.2314 | 0 | 0 | 0 | 0.36102 | 1.0207 | 0.96967 | 0 | 0 | 0 | 4.5537 | 0 | 0.65968 | -0.65968 | 5.3046 | 88.4106 | 0.18468 | 1.0666 | 0.28882 | 0 | 4.9147
2007-01-29 17:00 | 0.14382 | 14.9279 | 67.9369 | 71.857 | 0.14963 | 0.26694 | 1.6513 | 1.6513 | 1.7 | 0 | 0.5202 | 1.6513 | 16.1656 | 0 | 0 | 0 | 0.26694 | 0 | 0 | 0.048727 | 0.046291 | 0.73298 | 3.894 | 0.31323 | 0 | 0.31323 | 5.6018 | 93.3632 | 0.18491 | 1.8164 | 0.21355 | 1.7 | 4.1609
2007-01-29 18:00 | 0.04023 | 1.044 | 71.0333 | 86.0428 | 0.14091 | 0.25139 | 1.882 | 1.882 | 1.7 | 0 | 0.5202 | 1.882 | 13.3578 | 0 | 0 | 0 | 0.25139 | 0.19154 | 0.18196 | 0 | 0 | 0.41975 | 4.1759 | 0.059848 | 0 | 0.059848 | 5.6586 | 94.3094 | 0.18495 | 2.0702 | 0.20111 | 1.7 | 4.4273
2007-01-29 19:00 | 0 | 0 | 72.9125 | 90 | 0 | 0 | 1.2674 | 1.2674 | 1.6463 | 0 | 0.50553 | 1.2674 | 0 | 0 | 0 | 0 | 0 | 0 | 0 | 0.37884 | 0.3599 | 0.3599 | 4.2298 | 0.3599 | 0 | 0.3599 | 6 | 100 | 0.18528 | 1.3942 | 0 | 1.7 | 4.2298
2007-01-29 20:00 | 0 | 0 | 73.7067 | 90 | 0 | 0 | 0.40071 | 0.40071 | 0 | 0 | 0 | 0.40071 | 0 | 0 | 0 | 0 | 0 | 0.4218 | 0.40071 | 0 | 0 | 0 | 4.5537 | 0 | 0.4218 | -0.4218 | 5.5554 | 92.5897 | 0.18528 | 0.44078 | 0 | 0 | 4.5537
2007-01-29 21:00 | 0 | 0 | 73.168 | 90 | 0 | 0 | 1.3111 | 1.3111 | 1.7 | 0 | 0.5202 | 1.3111 | 0 | 0 | 0 | 0 | 0 | 0 | 0 | 0.38886 | 0.36942 | 0.46867 | 4.1319 | 0.36942 | 0 | 0.36942 | 5.9059 | 98.4307 | 0.18562 | 1.4423 | 0 | 1.7 | 4.1319
2007-01-29 22:00 | 0 | 0 | 70.2448 | 90 | 0 | 0 | 0.42886 | 0.42886 | 0 | 0 | 0 | 0.42886 | 0 | 0 | 5.5511e-17 | 0 | 0 | 0.45143 | 0.42886 | 0 | 0 | 0.099253 | 4.4644 | 0 | 0.45143 | -0.45143 | 5.43 | 90.4998 | 0.18562 | 0.47175 | 0 | 0 | 4.4644
2007-01-29 23:00 | 0 | 0 | 60.8226 | 90 | 0 | 0 | 0.1122 | 0.1122 | 0 | 0 | 0 | 0.1122 | 0 | 0 | 1.3878e-17 | 0 | 0 | 0.11811 | 0.1122 | 0 | 0 | 0.60084 | 4.0129 | 0 | 0.11811 | -0.11811 | 5.3055 | 88.4249 | 0.18562 | 0.12342 | 0 | 0 | 4.0129
2007-01-30 | 0 | 0 | 23.3785 | 90 | 0 | 0 | 0.49761 | 0.49761 | 0 | 0 | 0 | 0.49761 | 0 | 0 | 1.1102e-16 | 0 | 0 | 0.5238 | 0.49761 | 0 | 0 | 0.73208 | 3.8948 | 0 | 0.5238 | -0.5238 | 4.7534 | 79.2228 | 0.18562 | 0.54737 | 0 | 0 | 3.8948
2007-01-30 01:00 | 0 | 0 | -47.2885 | 90 | 0 | 0 | 0.36788 | 0.36788 | 0 | 0 | 0 | 0.36788 | 0 | 0 | 0 | 0 | 0 | 0.38724 | 0.36788 | 0 | 0 | 1.3141 | 3.371 | 0 | 0.38724 | -0.38724 | 4.3452 | 72.4197 | 0.18562 | 0.40467 | 0 | 0 | 3.371
2007-01-30 02:00 | 0 | 0 | -66.9032 | 90 | 0 | 0 | 0.39905 | 0.39905 | 0 | 0 | 0 | 0.39905 | 0 | 0 | 5.5511e-17 | 0 | 0 | 0.42005 | 0.39905 | 0 | 0 | 1.7443 | 2.9838 | 0 | 0.42005 | -0.42005 | 3.9024 | 65.0402 | 0.18562 | 0.43895 | 0 | 0 | 2.9838
2007-01-30 03:00 | 0 | 0 | -72.3418 | 90 | 0 | 0 | 0.09231 | 0.09231 | 0 | 0 | 0 | 0.09231 | 0 | 0 | 0 | 0 | 0 | 0.097168 | 0.09231 | 0 | 0 | 2.2111 | 2.5637 | 0 | 0.097168 | -0.097168 | 3.8 | 63.3331 | 0.18562 | 0.10154 | 0 | 0 | 2.5637
2007-01-30 04:00 | 0 | 0 | -73.9135 | 90 | 0 | 0 | 0.55025 | 0.55025 | 0 | 0 | 0 | 0.55025 | 0 | 0 | 0 | 0 | 0 | 0.57921 | 0.55025 | 0 | 0 | 2.319 | 2.4666 | 0 | 0.57921 | -0.57921 | 3.1895 | 53.1574 | 0.18562 | 0.60527 | 0 | 0 | 2.4666
2007-01-30 05:00 | 0 | 0 | -73.7628 | 90 | 0 | 0 | 0.41561 | 0.41561 | 0 | 0 | 0 | 0.41561 | 0 | 0 | 5.5511e-17 | 0 | 0 | 0.43748 | 0.41561 | 0 | 0 | 2.9626 | 1.8874 | 0 | 0.43748 | -0.43748 | 2.7283 | 45.4717 | 0.18562 | 0.45717 | 0 | 0 | 1.8874
2007-01-30 06:00 | 4.7542e-05 | 0 | -72.4681 | 90 | 0 | 0 | 0.4491 | 0.4491 | 0 | 0 | 0 | 0.4491 | 0 | 0 | 5.5511e-17 | 0 | 0 | 0.47274 | 0.4491 | 0 | 0 | 3.4487 | 1.4499 | 0 | 0.47274 | -0.47274 | 2.23 | 37.1666 | 0.18562 | 0.49401 | 0 | 0 | 1.4499
2007-01-30 07:00 | 0.12858 | 7.2474 | -70.085 | 79.7678 | 0.17659 | 0.31503 | 2.6177 | 2.6177 | 1.7 | 0 | 0.5202 | 2.6177 | 12.0348 | 0 | 0 | 0.19129 | 0.31503 | 0.96596 | 0.91766 | 0 | 0 | 3.9739 | 0.97714 | 0 | 0.65093 | -0.65093 | 1.5439 | 25.7309 | 0.18562 | 2.8794 | 0.25202 | 1.7 | 1.2922
2007-01-30 08:00 | 0.33686 | 21.0138 | -66.3286 | 65.6075 | 0.38011 | 0.67813 | 1.6159 | 1.6159 | 1.7 | 0 | 0.5202 | 1.6159 | 41.9651 | 0 | 0 | 0 | 0.67813 | 0 | 0 | 0.084072 | 0.079869 | 4.6972 | 0.32621 | 0.75799 | 0 | 0.75799 | 2.263 | 37.7158 | 0.18616 | 1.7775 | 0.5425 | 1.7 | 1.0043
2007-01-30 09:00 | 0.67171 | 34.2803 | -60.4699 | 51.6696 | 0.73703 | 1.3149 | 1.9394 | 1.9394 | 1.7 | 0 | 0.5202 | 1.9394 | 67.7965 | 0 | 0 | 0 | 1.3149 | 0.25204 | 0.23943 | 0 | 0 | 3.9392 | 1.0084 | 1.0628 | 0 | 1.0628 | 3.2712 | 54.5206 | 0.18689 | 2.1334 | 1.0519 | 1.7 | 2.3233
2007-01-30 10:00 | 0.93655 | 46.5648 | -50.9533 | 38.266 | 1.0107 | 1.803 | 0.2215 | 0.2215 | 1.3513 | 0 | 0.42501 | 0.2215 | 814.0295 | 0 | 0 | 0 | 1.803 | 0 | 0 | 1.1298 | 1.0733 | 2.8764 | 1.965 | 2.8764 | 0 | 2.8764 | 6 | 100 | 0.1852 | 0.24365 | 1.4424 | 1.7 | 3.768
2007-01-30 11:00 | 0.95156 | 56.7435 | -34.75 | 26.2861 | 1.0175 | 1.8152 | 0 | 0 | 0 | 0 | 0 | 0 | 0 | 1.8152 | 0 | 0 | 1.8152 | 0 | 0 | 0 | 0 | 0 | 4.5537 | 0 | 0 | 0 | 6 | 100 | 0.1852 | 0 | 1.4522 | 0 | 6.3689
2007-01-30 12:00 | 0.88742 | 62.3694 | -8.6681 | 18.7469 | 0.94304 | 1.6824 | 1.8348 | 1.8348 | 0.45483 | 0 | 0.18027 | 1.8348 | 91.6915 | 0.22975 | 0 | 0 | 1.6824 | 1.4526 | 1.38 | 0 | 0 | 0 | 4.5537 | 0 | 0 | 0 | 6 | 100 | 0.1852 | 2.0183 | 1.3459 | 1.7 | 6.2361
2007-01-30 13:00 | 0.8133 | 60.687 | 21.2637 | 21.1286 | 0.86099 | 1.536 | 1.9886 | 1.9886 | 0.60862 | 0 | 0.22225 | 1.9886 | 77.2399 | 0.083378 | 0 | 0 | 1.536 | 1.4526 | 1.38 | 0 | 0 | 0 | 4.5537 | 0 | 0 | 0 | 6 | 100 | 0.1852 | 2.1875 | 1.2288 | 1.7 | 6.0897
2007-01-30 14:00 | 0.73555 | 52.6726 | 42.917 | 31.2359 | 0.78155 | 1.3943 | 0 | 0 | 0 | 0 | 0 | 0 | 0 | 1.3943 | 0 | 0 | 1.3943 | 0 | 0 | 0 | 0 | 0 | 4.5537 | 0 | 0 | 0 | 6 | 100 | 0.1852 | 0 | 1.1154 | 0 | 5.948
2007-01-30 15:00 | 0.71455 | 41.366 | 55.7161 | 44.0246 | 0.77425 | 1.3813 | 1.5324 | 1.5324 | 0.425 | 0 | 0.17213 | 1.5324 | 90.1354 | 0.21554 | 0 | 0 | 1.3813 | 1.1657 | 1.1074 | 0 | 0 | 0 | 4.5537 | 0 | 0 | 0 | 6 | 100 | 0.1852 | 1.6857 | 1.105 | 1.7 | 5.935
2007-01-30 16:00 | 0.51121 | 28.5652 | 63.363 | 57.7206 | 0.56755 | 1.0125 | 1.7588 | 1.7588 | 0.79688 | 0 | 0.27365 | 1.7588 | 57.5694 | 2.2204e-16 | 0 | 0 | 1.0125 | 1.0125 | 0.96189 | 0 | 0 | 0 | 4.5537 | 0 | 0 | 0 | 6 | 100 | 0.1852 | 1.9346 | 0.81001 | 1.7 | 5.5662
2007-01-30 17:00 | 0.27218 | 15.0411 | 68.173 | 71.78 | 0.32414 | 0.57827 | 3.2641 | 3.08 | 1.7 | 0 | 0.5202 | 3.08 | 18.7751 | 2.2204e-16 | 0.18406 | 0.51047 | 0.57827 | 1.4526 | 1.38 | 0 | 0 | 0 | 4.5537 | 0 | 0.87436 | -0.87436 | 5.0784 | 84.6391 | 0.1852 | 3.5905 | 0.46262 | 1.7 | 5.132
2007-01-30 18:00 | 0.03425 | 1.1361 | 71.2708 | 85.987 | 0.093849 | 0.16743 | 2.016 | 2.016 | 1.7 | 0 | 0.5202 | 2.016 | 8.3048 | 0 | 0 | 0 | 0.16743 | 0.33264 | 0.31601 | 0 | 0 | 0.97151 | 3.6793 | 0 | 0.16521 | -0.16521 | 4.9042 | 81.7366 | 0.1852 | 2.2176 | 0.13394 | 1.7 | 3.8468
2007-01-30 19:00 | 0 | 0 | 73.163 | 90 | 0 | 0 | 1.8301 | 1.8301 | 1.7 | 0 | 0.5202 | 1.8301 | 0 | 0 | 0 | 0 | 0 | 0.13692 | 0.13008 | 0 | 0 | 1.1551 | 3.5141 | 0 | 0.13692 | -0.13692 | 4.7599 | 79.3311 | 0.1852 | 2.0131 | 0 | 1.7 | 3.5141
2007-01-30 20:00 | 0 | 0 | 73.9867 | 90 | 0 | 0 | 4.428 | 3.08 | 1.7 | 0 | 0.5202 | 3.08 | 0 | 0 | 1.348 | 1.7908 | 0 | 1.4526 | 1.38 | 0 | 0 | 1.3072 | 3.3772 | 0 | 1.4526 | -1.4526 | 3.2287 | 53.811 | 0.1852 | 4.8708 | 0 | 1.7 | 3.3772
2007-01-30 21:00 | 0 | 0 | 73.5051 | 90 | 0 | 0 | 0 | 0 | 1.4526 | 0 | 0.45267 | 0 | 0 | 0 | 0 | 0 | 0 | 0 | 0 | 1.4526 | 1.38 | 2.9213 | 1.9246 | 1.38 | 0 | 1.38 | 4.5379 | 75.6307 | 0.18556 | 0 | 0 | 1.7 | 1.9246
2007-01-30 22:00 | 0 | 0 | 70.695 | 90 | 0 | 0 | 0.25095 | 0.25095 | 1.7 | 0 | 0.5202 | 0.25095 | 0 | 0 | 0 | 0 | 0 | 0 | 0 | 1.449 | 1.3766 | 1.5413 | 3.1666 | 1.3766 | 0 | 1.3766 | 5.8438 | 97.3966 | 0.18642 | 0.27605 | 0 | 1.7 | 3.1666
2007-01-30 23:00 | 0 | 0 | 61.5198 | 90 | 0 | 0 | 0.21634 | 0.21634 | 0 | 0 | 0 | 0.21634 | 0 | 0 | 2.7756e-17 | 0 | 0 | 0.22772 | 0.21634 | 0 | 0 | 0.16466 | 4.4055 | 0 | 0.22772 | -0.22772 | 5.6038 | 93.3958 | 0.18642 | 0.23797 | 0 | 0 | 4.4055
2007-01-31 | 0 | 0 | 24.2384 | 90 | 0 | 0 | 0 | 0 | 0 | 0 | 0 | 0 | 0 | 0 | 0 | 0 | 0 | 0 | 0 | 0 | 0 | 0.41768 | 4.1778 | 0 | 0 | 0 | 5.6038 | 93.3958 | 0.18642 | 0 | 0 | 0 | 4.1778
2007-01-31 01:00 | 0 | 0 | -47.9792 | 90 | 0 | 0 | 0.32803 | 0.32803 | 0 | 0 | 0 | 0.32803 | 0 | 0 | 5.5511e-17 | 0 | 0 | 0.3453 | 0.32803 | 0 | 0 | 0.41768 | 4.1778 | 0 | 0.3453 | -0.3453 | 5.2398 | 87.3296 | 0.18642 | 0.36084 | 0 | 0 | 4.1778
2007-01-31 02:00 | 0 | 0 | -67.4187 | 90 | 0 | 0 | 0.3808 | 0.3808 | 0 | 0 | 0 | 0.3808 | 0 | 0 | 5.5511e-17 | 0 | 0 | 0.40084 | 0.3808 | 0 | 0 | 0.80135 | 3.8325 | 0 | 0.40084 | -0.40084 | 4.8173 | 80.2875 | 0.18642 | 0.41888 | 0 | 0 | 3.8325
2007-01-31 03:00 | 0 | 0 | -72.7215 | 90 | 0 | 0 | 0.35993 | 0.35993 | 0 | 0 | 0 | 0.35993 | 0 | 0 | 0 | 0 | 0 | 0.37888 | 0.35993 | 0 | 0 | 1.2467 | 3.4316 | 0 | 0.37888 | -0.37888 | 4.4179 | 73.6313 | 0.18642 | 0.39593 | 0 | 0 | 3.4316
2007-01-31 04:00 | 0 | 0 | -74.224 | 90 | 0 | 0 | 0 | 0 | 0 | 0 | 0 | 0 | 0 | 0 | 0 | 0 | 0 | 0 | 0 | 0 | 0 | 1.6677 | 3.0528 | 0 | 0 | 0 | 4.4179 | 73.6313 | 0.18642 | 0 | 0 | 0 | 3.0528
2007-01-31 05:00 | 0 | 0 | -74.0383 | 90 | 0 | 0 | 0.81503 | 0.81503 | 0 | 0 | 0 | 0.81503 | 0 | 0 | 0 | 0 | 0 | 0.85792 | 0.81503 | 0 | 0 | 1.6677 | 3.0528 | 0 | 0.85792 | -0.85792 | 3.5136 | 58.5591 | 0.18642 | 0.89653 | 0 | 0 | 3.0528
2007-01-31 06:00 | 5.1855e-05 | 0 | -72.729 | 90 | 0 | 0 | 0.2891 | 0.2891 | 0 | 0 | 0 | 0.2891 | 0 | 0 | 5.5511e-17 | 0 | 0 | 0.30432 | 0.2891 | 0 | 0 | 2.621 | 2.1948 | 0 | 0.30432 | -0.30432 | 3.1928 | 53.2128 | 0.18642 | 0.31802 | 0 | 0 | 2.1948
2007-01-31 07:00 | 0.15013 | 7.2543 | -70.3465 | 79.7998 | 0.20779 | 0.37069 | 1.7078 | 1.7078 | 1.7 | 0 | 0.5202 | 1.7078 | 21.7064 | 0 | 0 | 0 | 0.37069 | 0.0081764 | 0.0077676 | 0 | 0 | 2.9591 | 1.8905 | 0.36252 | 0 | 0.36252 | 3.5367 | 58.9447 | 0.18665 | 1.8785 | 0.29656 | 1.7 | 2.2612
2007-01-31 08:00 | 0.36474 | 21.0461 | -66.6044 | 65.6162 | 0.41469 | 0.7398 | 1.0391 | 1.0391 | 1.7 | 0 | 0.5202 | 1.0391 | 71.1955 | 0 | 0 | 0 | 0.7398 | 0 | 0 | 0.66088 | 0.62784 | 2.5966 | 2.2168 | 1.3676 | 0 | 1.3676 | 4.8341 | 80.569 | 0.1875 | 1.143 | 0.59184 | 1.7 | 2.9566
2007-01-31 09:00 | 0.54065 | 34.3456 | -60.774 | 51.6491 | 0.58751 | 1.0481 | 1.7102 | 1.7102 | 1.7 | 0 | 0.5202 | 1.7102 | 61.286 | 0 | 0 | 0 | 1.0481 | 0.010729 | 0.010193 | 0 | 0 | 1.2289 | 3.4477 | 1.0374 | 0 | 1.0374 | 5.8183 | 96.9714 | 0.18816 | 1.8812 | 0.83849 | 1.7 | 4.4958
2007-01-31 10:00 | 0.81147 | 46.6765 | -51.2943 | 38.2027 | 0.8737 | 1.5587 | 0.57219 | 0.57219 | 0 | 0 | 0 | 0.57219 | 272.4046 | 0.76482 | 0 | 0 | 1.5587 | 0.60231 | 0.57219 | 0 | 0 | 0.19155 | 4.3813 | 0.19155 | 0 | 0.19155 | 6 | 100 | 0.18793 | 0.62941 | 1.2469 | 0 | 5.94
2007-01-31 11:00 | 0.67182 | 56.9205 | -35.0969 | 26.1515 | 0.70192 | 1.2522 | 1.7309 | 1.7309 | 0.54127 | 0 | 0.20387 | 1.7309 | 72.3461 | 0 | 0 | 0 | 1.2522 | 1.2522 | 1.1896 | 0 | 0 | 0 | 4.5537 | 0 | 0 | 0 | 6 | 100 | 0.18793 | 1.904 | 1.0018 | 1.7 | 5.8059
2007-01-31 12:00 | 0.76652 | 62.6138 | -8.8565 | 18.5097 | 0.80504 | 1.4362 | 1.069 | 1.069 | 0 | 0 | 0 | 1.069 | 134.3464 | 0.31091 | 0 | 0 | 1.4362 | 1.1253 | 1.069 | 0 | 0 | 0 | 4.5537 | 0 | 0 | 0 | 6 | 100 | 0.18793 | 1.1759 | 1.149 | 0 | 5.9899
2007-01-31 13:00 | 0.75252 | 60.941 | 21.3718 | 20.8861 | 0.79063 | 1.4105 | 0.68328 | 0.68328 | 0 | 0 | 0 | 0.68328 | 206.429 | 0.69124 | 0 | 0 | 1.4105 | 0.71924 | 0.68328 | 0 | 0 | 0 | 4.5537 | 0 | 0 | 0 | 6 | 100 | 0.18793 | 0.7516 | 1.1284 | 0 | 5.9642
2007-01-31 14:00 | 0.73631 | 52.8859 | 43.1613 | 31.0578 | 0.78163 | 1.3944 | 0.028591 | 0.028591 | 0 | 0 | 0 | 0.028591 | 4877.225 | 1.3643 | 0 | 0 | 1.3944 | 0.030096 | 0.028591 | 0 | 0 | 0 | 4.5537 | 0 | 0 | 0 | 6 | 100 | 0.18793 | 0.03145 | 1.1155 | 0 | 5.9481
2007-01-31 15:00 | 0.49281 | 41.5367 | 55.9768 | 43.8935 | 0.51486 | 0.91851 | 1.8326 | 1.8326 | 0.96005 | 0 | 0.31819 | 1.8326 | 50.1196 | 1.1102e-16 | 0 | 0 | 0.91851 | 0.91851 | 0.87258 | 0 | 0 | 0 | 4.5537 | 0 | 0 | 0 | 6 | 100 | 0.18793 | 2.0159 | 0.73481 | 1.7 | 5.4722
2007-01-31 16:00 | 0.40242 | 28.7028 | 63.6137 | 57.6215 | 0.43476 | 0.77562 | 1.2134 | 1.2134 | 0 | 0 | 0 | 1.2134 | 63.9203 | 0 | 0 | 0 | 0.77562 | 1.2773 | 1.2134 | 0 | 0 | 0 | 4.5537 | 0 | 0.50166 | -0.50166 | 5.4712 | 91.1867 | 0.18793 | 1.3348 | 0.6205 | 0 | 5.3293
2007-01-31 17:00 | 0.21358 | 15.1529 | 68.4156 | 71.7056 | 0.2421 | 0.4319 | 1.7987 | 1.7987 | 1.7 | 0 | 0.5202 | 1.7987 | 24.0114 | 0 | 0 | 0 | 0.4319 | 0.10394 | 0.098744 | 0 | 0 | 0.5574 | 4.052 | 0.32796 | 0 | 0.32796 | 5.7823 | 96.3722 | 0.18814 | 1.9786 | 0.34552 | 1.7 | 4.4839
2007-01-31 18:00 | 0.027994 | 1.2264 | 71.5141 | 85.934 | 0.052622 | 0.093878 | 0 | 0 | 0 | 0 | 0 | 0 | 0 | 0 | 0 | 0 | 0.093878 | 0 | 0 | 0 | 0 | 0.22944 | 4.3472 | 0.093878 | 0 | 0.093878 | 5.8714 | 97.8566 | 0.18803 | 0 | 0.075103 | 0 | 4.4411
2007-01-31 19:00 | 0 | 0 | 73.4191 | 90 | 0 | 0 | 2.2288 | 2.2288 | 1.7 | 0 | 0.5202 | 2.2288 | 0 | 0 | 0 | 0 | 0 | 0.55667 | 0.52884 | 0 | 0 | 0.13556 | 4.4317 | 0 | 0.55667 | -0.55667 | 5.2846 | 88.0769 | 0.18803 | 2.4517 | 0 | 1.7 | 4.4317
2007-01-31 20:00 | 0 | 0 | 74.2726 | 90 | 0 | 0 | 1.8319 | 1.8319 | 1.7 | 0 | 0.5202 | 1.8319 | 0 | 0 | 0 | 0 | 0 | 0.1388 | 0.13186 | 0 | 0 | 0.75409 | 3.875 | 0 | 0.1388 | -0.1388 | 5.1383 | 85.6384 | 0.18803 | 2.015 | 0 | 1.7 | 3.875
2007-01-31 21:00 | 0 | 0 | 73.8489 | 90 | 0 | 0 | 1.9446 | 1.9446 | 1.7 | 0 | 0.5202 | 1.9446 | 0 | 0 | 0 | 0 | 0 | 0.25743 | 0.24455 | 0 | 0 | 0.90831 | 3.7362 | 0 | 0.25743 | -0.25743 | 4.867 | 81.1159 | 0.18803 | 2.139 | 0 | 1.7 | 3.7362
2007-01-31 22:00 | 0 | 0 | 71.1536 | 90 | 0 | 0 | 0.72419 | 0.72419 | 0 | 0 | 0 | 0.72419 | 0 | 0 | 0 | 0 | 0 | 0.76231 | 0.72419 | 0 | 0 | 1.1943 | 3.4788 | 0 | 0.76231 | -0.76231 | 4.0634 | 67.7235 | 0.18803 | 0.79661 | 0 | 0 | 3.4788
2007-01-31 23:00 | 0 | 0 | 62.2316 | 90 | 0 | 0 | 0.057024 | 0.057024 | 0 | 0 | 0 | 0.057024 | 0 | 0 | 0 | 0 | 0 | 0.060026 | 0.057024 | 0 | 0 | 2.0413 | 2.7165 | 0 | 0.060026 | -0.060026 | 4.0001 | 66.669 | 0.18803 | 0.062727 | 0 | 0 | 2.7165
2007-02-01 | 0 | 0 | 25.1341 | 90 | 0 | 0 | 0.41245 | 0.41245 | 0 | 0 | 0 | 0.41245 | 0 | 0 | 5.5511e-17 | 0 | 0 | 0.43416 | 0.41245 | 0 | 0 | 2.108 | 2.6564 | 0 | 0.43416 | -0.43416 | 3.5425 | 59.0415 | 0.18803 | 0.4537 | 0 | 0 | 2.6564
2007-02-01 01:00 | 0 | 0 | -48.715 | 90 | 0 | 0 | 0.90083 | 0.90083 | 0 | 0 | 0 | 0.90083 | 0 | 0 | 1.1102e-16 | 0 | 0 | 0.94824 | 0.90083 | 0 | 0 | 2.5904 | 2.2223 | 0 | 0.94824 | -0.94824 | 2.543 | 42.3827 | 0.18803 | 0.99091 | 0 | 0 | 2.2223
2007-02-01 02:00 | 0 | 0 | -67.9517 | 90 | 0 | 0 | 0.069667 | 0.069667 | 0 | 0 | 0 | 0.069667 | 0 | 0 | 0 | 0 | 0 | 0.073333 | 0.069667 | 0 | 0 | 3.644 | 1.274 | 0 | 0.073333 | -0.073333 | 2.4657 | 41.0943 | 0.18803 | 0.076633 | 0 | 0 | 1.274
2007-02-01 03:00 | 0 | 0 | -73.1111 | 90 | 0 | 0 | 0.27607 | 0.27607 | 0 | 0 | 0 | 0.27607 | 0 | 0 | 5.5511e-17 | 0 | 0 | 0.2906 | 0.27607 | 0 | 0 | 3.7255 | 1.2007 | 0 | 0.2906 | -0.2906 | 2.1593 | 35.989 | 0.18803 | 0.30368 | 0 | 0 | 1.2007
2007-02-01 04:00 | 0 | 0 | -74.5416 | 90 | 0 | 0 | 0.38822 | 0.38822 | 0 | 0 | 0 | 0.38822 | 0 | 0 | 5.5511e-17 | 0 | 0 | 0.40865 | 0.38822 | 0 | 0 | 4.0484 | 0.91011 | 0 | 0.40865 | -0.40865 | 1.7286 | 28.8097 | 0.18803 | 0.42704 | 0 | 0 | 0.91011
2007-02-01 05:00 | 0 | 0 | -74.3195 | 90 | 0 | 0 | 0.70913 | 0.70913 | 1.7 | 0 | 0.5202 | 0.70913 | 0 | 0 | 0 | 0 | 0 | 0 | 0 | 0.99087 | 0.94133 | 4.5025 | 0.50146 | 0.94133 | 0 | 0.94133 | 2.6216 | 43.6933 | 0.18881 | 0.78004 | 0 | 1.7 | 0.50146
2007-02-01 06:00 | 3.5534e-05 | 0 | -72.9949 | 90 | 0 | 0 | 0.3931 | 0.3931 | 1.7 | 0 | 0.5202 | 0.3931 | 0 | 0 | 0 | 0 | 0 | 0 | 0 | 1.3069 | 1.2416 | 3.5612 | 1.3486 | 1.2416 | 0 | 1.2416 | 3.7995 | 63.3241 | 0.18976 | 0.4324 | 0 | 1.7 | 1.3486
2007-02-01 07:00 | 0.11034 | 7.265 | -70.6126 | 79.829 | 0.14352 | 0.25603 | 1.7842 | 1.7842 | 1.7 | 0 | 0.5202 | 1.7842 | 14.35 | 0 | 0 | 0 | 0.25603 | 0.088622 | 0.084191 | 0 | 0 | 2.3196 | 2.4661 | 0.16741 | 0 | 0.16741 | 3.9583 | 65.971 | 0.18987 | 1.9626 | 0.20483 | 1.7 | 2.7221
2007-02-01 08:00 | 0.32386 | 21.0823 | -66.885 | 65.622 | 0.36195 | 0.64572 | 0.52322 | 0.52322 | 1.7 | 0 | 0.5202 | 0.52322 | 123.4128 | 0 | 0 | 0 | 0.64572 | 0 | 0 | 1.1768 | 1.1179 | 2.1522 | 2.6167 | 1.7637 | 0 | 1.7637 | 5.6314 | 93.8569 | 0.19019 | 0.57554 | 0.51658 | 1.7 | 3.2624
2007-02-01 09:00 | 0.56512 | 34.415 | -61.0829 | 51.6253 | 0.61554 | 1.0981 | 0 | 0 | 0 | 0 | 0 | 0 | 0 | 0.70959 | 0 | 0 | 1.0981 | 0 | 0 | 0 | 0 | 0.38852 | 4.204 | 0.38852 | 0 | 0.38852 | 6 | 100 | 0.18973 | 0 | 0.87849 | 0 | 5.3021
2007-02-01 10:00 | 0.81868 | 46.7926 | -51.6407 | 38.1361 | 0.88068 | 1.5711 | 2.2269 | 2.2269 | 0.84694 | 0 | 0.28732 | 2.2269 | 70.5509 | 0.1185 | 0 | 0 | 1.5711 | 1.4526 | 1.38 | 0 | 0 | 0 | 4.5537 | 0 | 0 | 0 | 6 | 100 | 0.18973 | 2.4496 | 1.2569 | 1.7 | 6.1248
2007-02-01 11:00 | 1.0027 | 57.1025 | -35.4488 | 26.0129 | 1.0709 | 1.9104 | 2.3659 | 2.3659 | 0.98594 | 0 | 0.32526 | 2.3659 | 80.7471 | 0.4578 | 0 | 0 | 1.9104 | 1.4526 | 1.38 | 0 | 0 | 0 | 4.5537 | 0 | 0 | 0 | 6 | 100 | 0.18973 | 2.6025 | 1.5283 | 1.7 | 6.4641
2007-02-01 12:00 | 1.0443 | 62.8638 | -9.0438 | 18.2671 | 1.1118 | 1.9835 | 0.58434 | 0.58434 | 0 | 0 | 0 | 0.58434 | 339.4332 | 1.3684 | 0 | 0 | 1.9835 | 0.6151 | 0.58434 | 0 | 0 | 0 | 4.5537 | 0 | 0 | 0 | 6 | 100 | 0.18973 | 0.64278 | 1.5868 | 0 | 6.5371
2007-02-01 13:00 | 1.0632 | 61.1989 | 21.4913 | 20.641 | 1.1331 | 2.0215 | 2.9158 | 2.9158 | 1.5358 | 0 | 0.47538 | 2.9158 | 69.3285 | 0.56886 | 0 | 0.12739 | 2.0215 | 1.4526 | 1.38 | 0 | 0 | 0 | 4.5537 | 0 | 0 | 0 | 6 | 100 | 0.18973 | 3.2074 | 1.6172 | 1.7 | 6.5752
2007-02-01 14:00 | 0.88616 | 53.1005 | 43.4176 | 30.8803 | 0.94823 | 1.6916 | 1.405 | 1.405 | 0.425 | 0 | 0.17213 | 1.405 | 120.4052 | 0.66011 | 0 | 0 | 1.6916 | 1.0315 | 0.97996 | 0 | 0 | 0 | 4.5537 | 0 | 0 | 0 | 6 | 100 | 0.18973 | 1.5455 | 1.3533 | 1.7 | 6.2453
2007-02-01 15:00 | 0.6621 | 41.7071 | 56.247 | 43.7641 | 0.71326 | 1.2724 | 0.76249 | 0.76249 | 0 | 0 | 0 | 0.76249 | 166.881 | 0.46983 | 0 | 0 | 1.2724 | 0.80262 | 0.76249 | 0 | 0 | 0 | 4.5537 | 0 | 0 | 0 | 6 | 100 | 0.18973 | 0.83874 | 1.018 | 0 | 5.8261
2007-02-01 16:00 | 0.4933 | 28.8392 | 63.8719 | 57.5248 | 0.54474 | 0.97181 | 0.063908 | 0.063908 | 0 | 0 | 0 | 0.063908 | 1520.64 | 0.90454 | 0 | 0 | 0.97181 | 0.067271 | 0.063908 | 0 | 0 | 0 | 4.5537 | 0 | 0 | 0 | 6 | 100 | 0.18973 | 0.070299 | 0.77745 | 0 | 5.5255
2007-02-01 17:00 | 0.25451 | 15.263 | 68.6645 | 71.6337 | 0.29838 | 0.5323 | 0.62534 | 0.62534 | 0 | 0 | 0 | 0.62534 | 85.1218 | 0 | 0 | 0 | 0.5323 | 0.65825 | 0.62534 | 0 | 0 | 0 | 4.5537 | 0 | 0.12595 | -0.12595 | 5.8672 | 97.7873 | 0.18973 | 0.68788 | 0.42584 | 0 | 5.086
2007-02-01 18:00 | 0.036212 | 1.3148 | 71.7632 | 85.8838 | 0.09039 | 0.16126 | 2.8315 | 2.8315 | 1.7 | 0 | 0.5202 | 2.8315 | 5.6951 | 0 | 0 | 0.034621 | 0.16126 | 1.191 | 1.1315 | 0 | 0 | 0.13995 | 4.4277 | 0 | 1.0298 | -1.0298 | 4.7818 | 79.6961 | 0.18973 | 3.1146 | 0.12901 | 1.7 | 4.589
2007-02-01 19:00 | 0 | 0 | 73.6808 | 90 | 0 | 0 | 1.1426 | 1.1426 | 1.7 | 0 | 0.5202 | 1.1426 | 0 | 0 | 0 | 0 | 0 | 0 | 0 | 0.55744 | 0.52957 | 1.2841 | 3.398 | 0.52957 | 0 | 0.52957 | 5.2842 | 88.0694 | 0.19015 | 1.2568 | 0 | 1.7 | 3.398
2007-02-01 20:00 | 0 | 0 | 74.5642 | 90 | 0 | 0 | 1.8414 | 1.8414 | 1.7 | 0 | 0.5202 | 1.8414 | 0 | 0 | 0 | 0 | 0 | 0.14889 | 0.14145 | 0 | 0 | 0.75456 | 3.8746 | 0 | 0.14889 | -0.14889 | 5.1272 | 85.4536 | 0.19015 | 2.0256 | 0 | 1.7 | 3.8746
2007-02-01 21:00 | 0 | 0 | 74.1992 | 90 | 0 | 0 | 0.77475 | 0.77475 | 0 | 0 | 0 | 0.77475 | 0 | 0 | 0 | 0 | 0 | 0.81553 | 0.77475 | 0 | 0 | 0.92 | 3.7257 | 0 | 0.81553 | -0.81553 | 4.2676 | 71.1262 | 0.19015 | 0.85223 | 0 | 0 | 3.7257
2007-02-01 22:00 | 0 | 0 | 71.6207 | 90 | 0 | 0 | 0.68041 | 0.68041 | 0 | 0 | 0 | 0.68041 | 0 | 0 | 0 | 0 | 0 | 0.71622 | 0.68041 | 0 | 0 | 1.8261 | 2.9102 | 0 | 0.71622 | -0.71622 | 3.5126 | 58.5435 | 0.19015 | 0.74845 | 0 | 0 | 2.9102
2007-02-01 23:00 | 0 | 0 | 62.958 | 90 | 0 | 0 | 0.56983 | 0.56983 | 0 | 0 | 0 | 0.56983 | 0 | 0 | 1.1102e-16 | 0 | 0 | 0.59982 | 0.56983 | 0 | 0 | 2.6219 | 2.1939 | 0 | 0.59982 | -0.59982 | 2.8803 | 48.0057 | 0.19015 | 0.62682 | 0 | 0 | 2.1939
2007-02-02 | 0 | 0 | 26.0688 | 90 | 0 | 0 | 0.46784 | 0.46784 | 0 | 0 | 0 | 0.46784 | 0 | 0 | 5.5511e-17 | 0 | 0 | 0.49246 | 0.46784 | 0 | 0 | 3.2884 | 1.5941 | 0 | 0.49246 | -0.49246 | 2.3613 | 39.3541 | 0.19015 | 0.51462 | 0 | 0 | 1.5941
2007-02-02 01:00 | 0 | 0 | -49.4977 | 90 | 0 | 0 | 0.033689 | 0.033689 | 0 | 0 | 0 | 0.033689 | 0 | 0 | 0 | 0 | 0 | 0.035462 | 0.033689 | 0 | 0 | 3.8356 | 1.1017 | 0 | 0.035462 | -0.035462 | 2.3239 | 38.7311 | 0.19015 | 0.037058 | 0 | 0 | 1.1017
2007-02-02 02:00 | 0 | 0 | -68.5021 | 90 | 0 | 0 | 0.29043 | 0.29043 | 0 | 0 | 0 | 0.29043 | 0 | 0 | 0 | 0 | 0 | 0.30571 | 0.29043 | 0 | 0 | 3.875 | 1.0662 | 0 | 0.30571 | -0.30571 | 2.0016 | 33.3603 | 0.19015 | 0.31947 | 0 | 0 | 1.0662
2007-02-02 03:00 | 0 | 0 | -73.5105 | 90 | 0 | 0 | 0.3956 | 0.3956 | 0 | 0 | 0 | 0.3956 | 0 | 0 | 5.5511e-17 | 0 | 0 | 0.41643 | 0.3956 | 0 | 0 | 4.2147 | 0.76048 | 0 | 0.41643 | -0.41643 | 1.5627 | 26.0444 | 0.19015 | 0.43516 | 0 | 0 | 0.76048
2007-02-02 04:00 | 0 | 0 | -74.8661 | 90 | 0 | 0 | 0 | 0 | 0 | 0 | 0 | 0 | 0 | 0 | 0 | 0 | 0 | 0 | 0 | 0 | 0 | 4.6774 | 0.34406 | 0 | 0 | 0 | 1.5627 | 26.0444 | 0.19015 | 0 | 0 | 0 | 0.34406
2007-02-02 05:00 | 0 | 0 | -74.6062 | 90 | 0 | 0 | 0 | 0 | 0 | 0 | 0 | 0 | 0 | 0 | 0 | 0 | 0 | 0 | 0 | 0 | 0 | 4.6774 | 0.34406 | 0 | 0 | 0 | 1.5627 | 26.0444 | 0.19015 | 0 | 0 | 0 | 0.34406
2007-02-02 06:00 | 1.7915e-05 | 0 | -73.2657 | 90 | 0 | 0 | 0.18679 | 0.18679 | 0 | 0 | 0 | 0.18679 | 0 | 0 | 0 | 0 | 0 | 0.19662 | 0.18679 | 0 | 0 | 4.6774 | 0.34406 | 0 | 0.19662 | -0.19662 | 1.3554 | 22.5902 | 0.19015 | 0.20547 | 0 | 0 | 0.34406
2007-02-02 07:00 | 0.055809 | 7.2793 | -70.8834 | 79.8553 | 0.057323 | 0.10226 | 0 | 0 | 0 | 0 | 0 | 0 | 0 | 0 | 0 | 0 | 0.10226 | 0 | 0 | 0 | 0 | 4.8958 | 0.14744 | 0.10226 | 0 | 0.10226 | 1.4524 | 24.2071 | 0.19003 | 0 | 0.081811 | 0 | 0.2497
2007-02-02 08:00 | 0.20341 | 21.1223 | -67.1701 | 65.6247 | 0.2092 | 0.37321 | 2.5282 | 2.2821 | 1.7 | 0 | 0.5202 | 2.2821 | 16.3543 | 0 | 0.24618 | 0.78264 | 0.37321 | 0.61269 | 0.58205 | 0 | 0 | 4.7936 | 0.23947 | 0 | 0.23947 | -0.23947 | 1.2 | 20 | 0.19003 | 2.7811 | 0.29857 | 1.7 | 0.61269
2007-02-02 09:00 | 0.23167 | 34.4885 | -61.3967 | 51.5985 | 0.23196 | 0.41381 | 1.0878 | 1.0878 | 1.7 | 0 | 0.5202 | 1.0878 | 38.0421 | 0 | 0 | 0 | 0.41381 | 0 | 0 | 0.61224 | 0.58162 | 5.0597 | 0 | 0.99543 | 0 | 0.99543 | 2.1444 | 35.7392 | 0.19074 | 1.1965 | 0.33105 | 1.7 | 0.41381
2007-02-02 10:00 | 0.2695 | 46.913 | -51.9924 | 38.0662 | 0.26908 | 0.48003 | 0.33957 | 0.33957 | 1.7 | 0 | 0.5202 | 0.33957 | 141.3627 | 0 | 0 | 0 | 0.48003 | 0 | 0 | 1.3604 | 1.2924 | 4.0642 | 0.89589 | 1.7724 | 0 | 1.7724 | 3.8258 | 63.7638 | 0.19104 | 0.37353 | 0.38402 | 1.7 | 1.3759
2007-02-02 11:00 | 0.44117 | 57.2894 | -35.8058 | 25.8706 | 0.44455 | 0.79309 | 2.1896 | 2.1896 | 1.7 | 0 | 0.5202 | 2.1896 | 36.2209 | 0 | 0 | 0 | 0.79309 | 0.51535 | 0.48958 | 0 | 0 | 2.2918 | 2.4911 | 0.27773 | 0 | 0.27773 | 4.0893 | 68.1551 | 0.1912 | 2.4085 | 0.63447 | 1.7 | 3.2842
2007-02-02 12:00 | 0.81464 | 63.1191 | -9.23 | 18.0194 | 0.85865 | 1.5318 | 1.9153 | 1.9153 | 1.7 | 0 | 0.5202 | 1.9153 | 79.9779 | 0 | 0 | 0 | 1.5318 | 0.22664 | 0.21531 | 0 | 0 | 2.0141 | 2.741 | 1.3052 | 0 | 1.3052 | 5.3275 | 88.7918 | 0.19182 | 2.1068 | 1.2255 | 1.7 | 4.2729
2007-02-02 13:00 | 0.54629 | 61.4604 | 21.6226 | 20.3935 | 0.55608 | 0.99205 | 1.4056 | 1.4056 | 1.1366 | 0 | 0.3664 | 1.4056 | 70.5764 | 0 | 0 | 0 | 0.99205 | 0.28318 | 0.26902 | 0 | 0 | 0.70887 | 3.9157 | 0.70887 | 0 | 0.70887 | 6 | 100 | 0.19223 | 1.5462 | 0.79364 | 1.7 | 4.9078
2007-02-02 14:00 | 0.32708 | 53.3161 | 43.6861 | 30.7036 | 0.32698 | 0.58333 | 0 | 0 | 0 | 0 | 0 | 0 | 0 | 0.58333 | 0 | 0 | 0.58333 | 0 | 0 | 0 | 0 | 0 | 4.5537 | 0 | 0 | 0 | 6 | 100 | 0.19223 | 0 | 0.46667 | 0 | 5.137
2007-02-02 15:00 | 0.41019 | 41.877 | 56.5266 | 43.6367 | 0.41927 | 0.74798 | 0.74436 | 0.74436 | 0 | 0 | 0 | 0.74436 | 100.4863 | 0 | 0 | 0 | 0.74798 | 0.78354 | 0.74436 | 0 | 0 | 0 | 4.5537 | 0 | 0.035557 | -0.035557 | 5.9625 | 99.3753 | 0.19223 | 0.8188 | 0.59839 | 0 | 5.3017
2007-02-02 16:00 | 0.34575 | 28.9744 | 64.1375 | 57.4304 | 0.36351 | 0.6485 | 2.5689 | 2.5689 | 1.7 | 0 | 0.5202 | 2.5689 | 25.2447 | 3.3307e-16 | 0 | 0 | 0.6485 | 0.91459 | 0.86886 | 0 | 0 | 0.039508 | 4.5181 | 0 | 0.26609 | -0.26609 | 5.6821 | 94.7007 | 0.19223 | 2.8257 | 0.5188 | 1.7 | 5.1666
2007-02-02 17:00 | 0.20231 | 15.3715 | 68.9197 | 71.5645 | 0.22438 | 0.4003 | 1.3859 | 1.3859 | 1.324 | 0 | 0.41756 | 1.3859 | 28.883 | 1.6653e-16 | 0 | 0 | 0.4003 | 0.065137 | 0.06188 | 0 | 0 | 0.33516 | 4.252 | 0.33516 | 0 | 0.33516 | 6 | 100 | 0.19242 | 1.5245 | 0.32024 | 1.7 | 4.6523
2007-02-02 18:00 | 0.035478 | 1.4013 | 72.0179 | 85.8364 | 0.080464 | 0.14355 | 0 | 0 | 0 | 0 | 0 | 0 | 0 | 0.14355 | 0 | 0 | 0.14355 | 0 | 0 | 0 | 0 | 0 | 4.5537 | 0 | 0 | 0 | 6 | 100 | 0.19242 | 0 | 0.11484 | 0 | 4.6972
2007-02-02 19:00 | 0 | 0 | 73.948 | 90 | 0 | 0 | 1.6735 | 1.6735 | 1.6735 | 0 | 0.51297 | 1.6735 | 0 | 0 | 0 | 0 | 0 | 0 | 0 | 0 | 0 | 0 | 4.5537 | 0 | 0 | 0 | 6 | 100 | 0.19242 | 1.8409 | 0 | 1.7 | 4.5537
2007-02-02 20:00 | 0 | 0 | 74.8616 | 90 | 0 | 0 | 2.0847 | 2.0847 | 1.7 | 0 | 0.5202 | 2.0847 | 0 | 0 | 0 | 0 | 0 | 0.40498 | 0.38473 | 0 | 0 | 0 | 4.5537 | 0 | 0.40498 | -0.40498 | 5.5731 | 92.8853 | 0.19242 | 2.2932 | 0 | 1.7 | 4.5537
2007-02-02 21:00 | 0 | 0 | 74.556 | 90 | 0 | 0 | 1.0309 | 1.0309 | 0 | 0 | 0 | 1.0309 | 0 | 0 | 0 | 0 | 0 | 1.0852 | 1.0309 | 0 | 0 | 0.44997 | 4.1487 | 0 | 1.0852 | -1.0852 | 4.4293 | 73.821 | 0.19242 | 1.134 | 0 | 0 | 4.1487
2007-02-02 22:00 | 0 | 0 | 72.0961 | 90 | 0 | 0 | 0.23312 | 0.23312 | 0 | 0 | 0 | 0.23312 | 0 | 0 | 2.7756e-17 | 0 | 0 | 0.24539 | 0.23312 | 0 | 0 | 1.6557 | 3.0636 | 0 | 0.24539 | -0.24539 | 4.1706 | 69.5099 | 0.19242 | 0.25644 | 0 | 0 | 3.0636
2007-02-02 23:00 | 0 | 0 | 63.6991 | 90 | 0 | 0 | 0 | 0 | 0 | 0 | 0 | 0 | 0 | 0 | 0 | 0 | 0 | 0 | 0 | 0 | 0 | 1.9284 | 2.8182 | 0 | 0 | 0 | 4.1706 | 69.5099 | 0.19242 | 0 | 0 | 0 | 2.8182
2007-02-03 | 0 | 0 | 27.0463 | 90 | 0 | 0 | 0 | 0 | 0 | 0 | 0 | 0 | 0 | 0 | 0 | 0 | 0 | 0 | 0 | 0 | 0 | 1.9284 | 2.8182 | 0 | 0 | 0 | 4.1706 | 69.5099 | 0.19242 | 0 | 0 | 0 | 2.8182
2007-02-03 01:00 | 0 | 0 | -50.3289 | 90 | 0 | 0 | 0.48888 | 0.48888 | 0 | 0 | 0 | 0.48888 | 0 | 0 | 0 | 0 | 0 | 0.51461 | 0.48888 | 0 | 0 | 1.9284 | 2.8182 | 0 | 0.51461 | -0.51461 | 3.6282 | 60.4691 | 0.19242 | 0.53777 | 0 | 0 | 2.8182
2007-02-03 02:00 | 0 | 0 | -69.0698 | 90 | 0 | 0 | 0.046763 | 0.046763 | 0 | 0 | 0 | 0.046763 | 0 | 0 | 6.9389e-18 | 0 | 0 | 0.049224 | 0.046763 | 0 | 0 | 2.5002 | 2.3035 | 0 | 0.049224 | -0.049224 | 3.5763 | 59.6043 | 0.19242 | 0.051439 | 0 | 0 | 2.3035
2007-02-03 03:00 | 0 | 0 | -73.9195 | 90 | 0 | 0 | 0.10526 | 0.10526 | 0 | 0 | 0 | 0.10526 | 0 | 0 | 1.3878e-17 | 0 | 0 | 0.1108 | 0.10526 | 0 | 0 | 2.5549 | 2.2543 | 0 | 0.1108 | -0.1108 | 3.4595 | 57.6578 | 0.19242 | 0.11578 | 0 | 0 | 2.2543
2007-02-03 04:00 | 0 | 0 | -75.1974 | 90 | 0 | 0 | 0.16108 | 0.16108 | 0 | 0 | 0 | 0.16108 | 0 | 0 | 2.7756e-17 | 0 | 0 | 0.16956 | 0.16108 | 0 | 0 | 2.678 | 2.1435 | 0 | 0.16956 | -0.16956 | 3.2807 | 54.6789 | 0.19242 | 0.17719 | 0 | 0 | 2.1435
2007-02-03 05:00 | 0 | 0 | -74.8985 | 90 | 0 | 0 | 0 | 0 | 0 | 0 | 0 | 0 | 0 | 0 | 0 | 0 | 0 | 0 | 0 | 0 | 0 | 2.8664 | 1.974 | 0 | 0 | 0 | 3.2807 | 54.6789 | 0.19242 | 0 | 0 | 0 | 1.974
2007-02-03 06:00 | 4.6296e-05 | 0 | -73.5413 | 90 | 0 | 0 | 0.17895 | 0.17895 | 0 | 0 | 0 | 0.17895 | 0 | 0 | 2.7756e-17 | 0 | 0 | 0.18837 | 0.17895 | 0 | 0 | 2.8664 | 1.974 | 0 | 0.18837 | -0.18837 | 3.0822 | 51.3696 | 0.19242 | 0.19685 | 0 | 0 | 1.974
2007-02-03 07:00 | 0.1267 | 7.2974 | -71.1587 | 79.8785 | 0.17048 | 0.30413 | 1.0268 | 1.0268 | 0 | 0 | 0 | 1.0268 | 29.6204 | 0 | 0 | 0 | 0.30413 | 1.0808 | 1.0268 | 0 | 0 | 3.0757 | 1.7856 | 0 | 0.77667 | -0.77667 | 2.2635 | 37.725 | 0.19242 | 1.1294 | 0.2433 | 0 | 2.0897
2007-02-03 08:00 | 0.26228 | 21.1661 | -67.4597 | 65.6244 | 0.28069 | 0.50075 | 2.059 | 2.059 | 1.7 | 0 | 0.5202 | 2.059 | 24.3204 | 0 | 0 | 0 | 0.50075 | 0.37785 | 0.35895 | 0 | 0 | 3.9386 | 1.0089 | 0.1229 | 0 | 0.1229 | 2.3801 | 39.6682 | 0.19249 | 2.2649 | 0.4006 | 1.7 | 1.5097
2007-02-03 09:00 | 0.35231 | 34.5658 | -61.7153 | 51.5686 | 0.36172 | 0.6453 | 1.0137 | 1.0137 | 1.7 | 0 | 0.5202 | 1.0137 | 63.6556 | 0 | 0 | 0 | 0.6453 | 0 | 0 | 0.68626 | 0.65195 | 3.8157 | 1.1195 | 1.2973 | 0 | 1.2973 | 3.6108 | 60.1795 | 0.1933 | 1.1151 | 0.51624 | 1.7 | 1.7648
2007-02-03 10:00 | 0.56978 | 47.0377 | -52.3494 | 37.9931 | 0.59545 | 1.0623 | 0.33188 | 0.33188 | 1.7 | 0 | 0.5202 | 0.33188 | 320.0772 | 0 | 0 | 0 | 1.0623 | 0 | 0 | 1.3681 | 1.2997 | 2.5185 | 2.2871 | 2.362 | 0 | 2.362 | 5.8516 | 97.5258 | 0.19289 | 0.36507 | 0.84983 | 1.7 | 3.3493
2007-02-03 11:00 | 0.68022 | 57.4811 | -36.1681 | 25.7246 | 0.70996 | 1.2666 | 0.62688 | 0.62688 | 0 | 0 | 0 | 0.62688 | 202.0446 | 0.45022 | 0 | 0 | 1.2666 | 0.65987 | 0.62688 | 0 | 0 | 0.15648 | 4.4129 | 0.15648 | 0 | 0.15648 | 6 | 100 | 0.19271 | 0.68956 | 1.0133 | 0 | 5.6794
2007-02-03 12:00 | 0.69111 | 63.3798 | -9.4151 | 17.7665 | 0.7169 | 1.279 | 0.25163 | 0.25163 | 0 | 0 | 0 | 0.25163 | 508.2661 | 1.0141 | 0 | 0 | 1.279 | 0.26487 | 0.25163 | 0 | 0 | 0 | 4.5537 | 0 | 0 | 0 | 6 | 100 | 0.19271 | 0.27679 | 1.0232 | 0 | 5.8326
2007-02-03 13:00 | 0.64811 | 61.7254 | 21.7658 | 20.1436 | 0.66935 | 1.1941 | 0.59168 | 0.59168 | 0 | 0 | 0 | 0.59168 | 201.8199 | 0.5713 | 0 | 0 | 1.1941 | 0.62282 | 0.59168 | 0 | 0 | 0 | 4.5537 | 0 | 0 | 0 | 6 | 100 | 0.19271 | 0.65084 | 0.9553 | 0 | 5.7478
2007-02-03 14:00 | 0.50369 | 53.5326 | 43.967 | 30.5278 | 0.51367 | 0.9164 | 0.42733 | 0.42733 | 0 | 0 | 0 | 0.42733 | 214.4493 | 0.46658 | 0 | 0 | 0.9164 | 0.44982 | 0.42733 | 0 | 0 | 0 | 4.5537 | 0 | 0 | 0 | 6 | 100 | 0.19271 | 0.47006 | 0.73312 | 0 | 5.4701
2007-02-03 15:00 | 0.51365 | 42.0463 | 56.8158 | 43.5114 | 0.53765 | 0.95917 | 0 | 0 | 0 | 0 | 0 | 0 | 0 | 0.95917 | 0 | 0 | 0.95917 | 0 | 0 | 0 | 0 | 0 | 4.5537 | 0 | 0 | 0 | 6 | 100 | 0.19271 | 0 | 0.76734 | 0 | 5.5129
2007-02-03 16:00 | 0.30015 | 29.1082 | 64.4106 | 57.3386 | 0.30922 | 0.55164 | 0 | 0 | 0 | 0 | 0 | 0 | 0 | 0.55164 | 0 | 0 | 0.55164 | 0 | 0 | 0 | 0 | 0 | 4.5537 | 0 | 0 | 0 | 6 | 100 | 0.19271 | 0 | 0.44131 | 0 | 5.1053
2007-02-03 17:00 | 0.14251 | 15.4782 | 69.1812 | 71.4981 | 0.14678 | 0.26185 | 0 | 0 | 0 | 0 | 0 | 0 | 0 | 0.26185 | 0 | 0 | 0.26185 | 0 | 0 | 0 | 0 | 0 | 4.5537 | 0 | 0 | 0 | 6 | 100 | 0.19271 | 0 | 0.20948 | 0 | 4.8155
2007-02-03 18:00 | 0.026547 | 1.4858 | 72.2783 | 85.7918 | 0.038923 | 0.069439 | 0 | 0 | 0 | 0 | 0 | 0 | 0 | 0.069439 | 0 | 0 | 0.069439 | 0 | 0 | 0 | 0 | 0 | 4.5537 | 0 | 0 | 0 | 6 | 100 | 0.19271 | 0 | 0.055551 | 0 | 4.6231
2007-02-03 19:00 | 0 | 0 | 74.2206 | 90 | 0 | 0 | 0 | 0 | 0 | 0 | 0 | 0 | 0 | 0 | 0 | 0 | 0 | 0 | 0 | 0 | 0 | 0 | 4.5537 | 0 | 0 | 0 | 6 | 100 | 0.19271 | 0 | 0 | 0 | 4.5537
2007-02-03 20:00 | 0 | 0 | 75.1646 | 90 | 0 | 0 | 0.26177 | 0.26177 | 0 | 0 | 0 | 0.26177 | 0 | 0 | 5.5511e-17 | 0 | 0 | 0.27555 | 0.26177 | 0 | 0 | 0 | 4.5537 | 0 | 0.27555 | -0.27555 | 5.7096 | 95.1591 | 0.19271 | 0.28795 | 0 | 0 | 4.5537
2007-02-03 21:00 | 0 | 0 | 74.9192 | 90 | 0 | 0 | 0.3279 | 0.3279 | 0 | 0 | 0 | 0.3279 | 0 | 0 | 5.5511e-17 | 0 | 0 | 0.34516 | 0.3279 | 0 | 0 | 0.30616 | 4.2781 | 0 | 0.34516 | -0.34516 | 5.3457 | 89.0954 | 0.19271 | 0.36069 | 0 | 0 | 4.2781
2007-02-03 22:00 | 0 | 0 | 72.5798 | 90 | 0 | 0 | 0.26949 | 0.26949 | 0 | 0 | 0 | 0.26949 | 0 | 0 | 0 | 0 | 0 | 0.28367 | 0.26949 | 0 | 0 | 0.68967 | 3.933 | 0 | 0.28367 | -0.28367 | 5.0467 | 84.1119 | 0.19271 | 0.29643 | 0 | 0 | 3.933
2007-02-03 23:00 | 0 | 0 | 64.4552 | 90 | 0 | 0 | 0.01027 | 0.01027 | 0 | 0 | 0 | 0.01027 | 0 | 0 | 0 | 0 | 0 | 0.010811 | 0.01027 | 0 | 0 | 1.0049 | 3.6493 | 0 | 0.010811 | -0.010811 | 5.0353 | 83.9219 | 0.19271 | 0.011297 | 0 | 0 | 3.6493
2007-02-04 | 0 | 0 | 28.0705 | 90 | 0 | 0 | 0 | 0 | 0 | 0 | 0 | 0 | 0 | 0 | 0 | 0 | 0 | 0 | 0 | 0 | 0 | 1.0169 | 3.6385 | 0 | 0 | 0 | 5.0353 | 83.9219 | 0.19271 | 0 | 0 | 0 | 3.6385
2007-02-04 01:00 | 0 | 0 | -51.2105 | 90 | 0 | 0 | 0.21588 | 0.21588 | 0 | 0 | 0 | 0.21588 | 0 | 0 | 2.7756e-17 | 0 | 0 | 0.22725 | 0.21588 | 0 | 0 | 1.0169 | 3.6385 | 0 | 0.22725 | -0.22725 | 4.7958 | 79.9296 | 0.19271 | 0.23747 | 0 | 0 | 3.6385
2007-02-04 02:00 | 0 | 0 | -69.6548 | 90 | 0 | 0 | 0.1656 | 0.1656 | 0 | 0 | 0 | 0.1656 | 0 | 0 | 2.7756e-17 | 0 | 0 | 0.17432 | 0.1656 | 0 | 0 | 1.2694 | 3.4113 | 0 | 0.17432 | -0.17432 | 4.612 | 76.8671 | 0.19271 | 0.18216 | 0 | 0 | 3.4113
2007-02-04 03:00 | 0 | 0 | -74.3381 | 90 | 0 | 0 | 0.23324 | 0.23324 | 0 | 0 | 0 | 0.23324 | 0 | 0 | 2.7756e-17 | 0 | 0 | 0.24552 | 0.23324 | 0 | 0 | 1.4631 | 3.2369 | 0 | 0.24552 | -0.24552 | 4.3532 | 72.5538 | 0.19271 | 0.25657 | 0 | 0 | 3.2369
2007-02-04 04:00 | 0 | 0 | -75.5354 | 90 | 0 | 0 | 0.11226 | 0.11226 | 0 | 0 | 0 | 0.11226 | 0 | 0 | 1.3878e-17 | 0 | 0 | 0.11816 | 0.11226 | 0 | 0 | 1.7359 | 2.9914 | 0 | 0.11816 | -0.11816 | 4.2287 | 70.4779 | 0.19271 | 0.12348 | 0 | 0 | 2.9914
2007-02-04 05:00 | 0 | 0 | -75.1961 | 90 | 0 | 0 | 0.4053 | 0.4053 | 0 | 0 | 0 | 0.4053 | 0 | 0 | 0 | 0 | 0 | 0.42663 | 0.4053 | 0 | 0 | 1.8671 | 2.8733 | 0 | 0.42663 | -0.42663 | 3.779 | 62.9828 | 0.19271 | 0.44583 | 0 | 0 | 2.8733
2007-02-04 06:00 | 4.2586e-05 | 0 | -73.8216 | 90 | 0 | 0 | 0.88883 | 0.88883 | 0 | 0 | 0 | 0.88883 | 0 | 0 | 1.1102e-16 | 0 | 0 | 0.93561 | 0.88883 | 0 | 0 | 2.3412 | 2.4466 | 0 | 0.93561 | -0.93561 | 2.7928 | 46.5458 | 0.19271 | 0.97771 | 0 | 0 | 2.4466
2007-02-04 07:00 | 0.091903 | 7.3193 | -71.4385 | 79.8988 | 0.10886 | 0.19421 | 1.3306 | 1.3306 | 1.7 | 0 | 0.5202 | 1.3306 | 14.5953 | 0 | 0 | 0 | 0.19421 | 0 | 0 | 0.3694 | 0.35093 | 3.3807 | 1.511 | 0.54513 | 0 | 0.54513 | 3.3099 | 55.1651 | 0.19308 | 1.4637 | 0.15536 | 1.7 | 1.7052
2007-02-04 08:00 | 0.299 | 21.2138 | -67.7538 | 65.6211 | 0.32766 | 0.58454 | 1.3869 | 1.3869 | 1.7 | 0 | 0.5202 | 1.3869 | 42.1484 | 0 | 0 | 0 | 0.58454 | 0 | 0 | 0.31314 | 0.29748 | 2.8356 | 2.0016 | 0.88202 | 0 | 0.88202 | 4.1467 | 69.1111 | 0.19362 | 1.5255 | 0.46763 | 1.7 | 2.5862
2007-02-04 09:00 | 0.45703 | 34.6472 | -62.0388 | 51.5356 | 0.48446 | 0.86428 | 1.7787 | 1.7787 | 1.7 | 0 | 0.5202 | 1.7787 | 48.5905 | 0 | 0 | 0 | 0.86428 | 0.082836 | 0.078694 | 0 | 0 | 1.9536 | 2.7955 | 0.78144 | 0 | 0.78144 | 4.888 | 81.4667 | 0.19404 | 1.9566 | 0.69142 | 1.7 | 3.6597
2007-02-04 10:00 | 0.52753 | 47.1666 | -52.7118 | 37.9169 | 0.54616 | 0.97435 | 0 | 0 | 0 | 0 | 0 | 0 | 0 | 0 | 0 | 0 | 0.97435 | 0 | 0 | 0 | 0 | 1.1721 | 3.4988 | 0.97435 | 0 | 0.97435 | 5.8124 | 96.8725 | 0.19296 | 0 | 0.77948 | 0 | 4.4731
2007-02-04 11:00 | 0.89641 | 57.6777 | -36.5358 | 25.5751 | 0.95356 | 1.7012 | 1.0594 | 1.0594 | 0 | 0 | 0 | 1.0594 | 160.5807 | 0.38822 | 0 | 0 | 1.7012 | 1.1151 | 1.0594 | 0 | 0 | 0.1978 | 4.3757 | 0.1978 | 0 | 0.1978 | 6 | 100 | 0.19274 | 1.1653 | 1.3609 | 0 | 6.0768
2007-02-04 12:00 | 0.96095 | 63.6458 | -9.599 | 17.5085 | 1.0197 | 1.8191 | 0 | 0 | 0 | 0 | 0 | 0 | 0 | 1.8191 | 0 | 0 | 1.8191 | 0 | 0 | 0 | 0 | 0 | 4.5537 | 0 | 0 | 0 | 6 | 100 | 0.19274 | 0 | 1.4553 | 0 | 6.3728
2007-02-04 13:00 | 0.56141 | 61.9939 | 21.9215 | 19.8915 | 0.57214 | 1.0207 | 0 | 0 | 0 | 0 | 0 | 0 | 0 | 1.0207 | 0 | 0 | 1.0207 | 0 | 0 | 0 | 0 | 0 | 4.5537 | 0 | 0 | 0 | 6 | 100 | 0.19274 | 0 | 0.81656 | 0 | 5.5744
2007-02-04 14:00 | 0.61586 | 53.7499 | 44.2605 | 30.3531 | 0.6398 | 1.1414 | 3.7285 | 3.08 | 1.7 | 0 | 0.5202 | 3.08 | 37.0585 | 2.2204e-16 | 0.64854 | 1.0214 | 1.1414 | 1.4526 | 1.38 | 0 | 0 | 0 | 4.5537 | 0 | 0.31123 | -0.31123 | 5.6719 | 94.5323 | 0.19274 | 4.1014 | 0.91312 | 1.7 | 5.6951
2007-02-04 15:00 | 0.6225 | 42.215 | 57.1144 | 43.3883 | 0.66484 | 1.1861 | 2.1899 | 2.1899 | 1.3917 | 0 | 0.43603 | 2.1899 | 54.1602 | 0 | 0 | 0 | 1.1861 | 0.84026 | 0.79825 | 0 | 0 | 0.34581 | 4.2425 | 0.34581 | 0 | 0.34581 | 6 | 100 | 0.19293 | 2.4089 | 0.94886 | 1.7 | 5.4285
2007-02-04 16:00 | 0.46002 | 29.2406 | 64.691 | 57.2494 | 0.50212 | 0.89579 | 0.68953 | 0.68953 | 0 | 0 | 0 | 0.68953 | 129.9133 | 0.16997 | 0 | 0 | 0.89579 | 0.72582 | 0.68953 | 0 | 0 | 0 | 4.5537 | 0 | 0 | 0 | 6 | 100 | 0.19293 | 0.75848 | 0.71663 | 0 | 5.4495
2007-02-04 17:00 | 0.24506 | 15.5831 | 69.4488 | 71.4344 | 0.28204 | 0.50316 | 1.778 | 1.778 | 1.3 | 0 | 0.41099 | 1.778 | 28.3 | 1.1102e-16 | 0 | 0 | 0.50316 | 0.50316 | 0.47801 | 0 | 0 | 0 | 4.5537 | 0 | 0 | 0 | 6 | 100 | 0.19293 | 1.9558 | 0.40253 | 1.7 | 5.0569
2007-02-04 18:00 | 0.024857 | 1.5683 | 72.5443 | 85.7502 | 0.032667 | 0.058277 | 1.4198 | 1.4198 | 1.3644 | 0 | 0.42858 | 1.4198 | 4.1047 | 1.3878e-16 | 0 | 0 | 0.058277 | 0.058277 | 0.055363 | 0 | 0 | 0 | 4.5537 | 0 | 0 | 0 | 6 | 100 | 0.19293 | 1.5617 | 0.046622 | 1.7 | 4.612
2007-02-04 19:00 | 0 | 0 | 74.4986 | 90 | 0 | 0 | 1.45 | 1.45 | 1.45 | 0 | 0.45196 | 1.45 | 0 | 0 | 0 | 0 | 0 | 0 | 0 | 0 | 0 | 0 | 4.5537 | 0 | 0 | 0 | 6 | 100 | 0.19293 | 1.595 | 0 | 1.7 | 4.5537
2007-02-04 20:00 | 0 | 0 | 75.4732 | 90 | 0 | 0 | 2.6269 | 2.6269 | 1.7 | 0 | 0.5202 | 2.6269 | 0 | 0 | 0 | 0 | 0 | 0.97565 | 0.92687 | 0 | 0 | 0 | 4.5537 | 0 | 0.97565 | -0.97565 | 4.9716 | 82.8596 | 0.19293 | 2.8896 | 0 | 1.7 | 4.5537
2007-02-04 21:00 | 0 | 0 | 75.2887 | 90 | 0 | 0 | 4.1325 | 3.08 | 1.7 | 0 | 0.5202 | 3.08 | 0 | 0 | 1.0525 | 1.4658 | 0 | 1.4526 | 1.38 | 0 | 0 | 1.0841 | 3.578 | 0 | 1.4526 | -1.4526 | 3.4404 | 57.3395 | 0.19293 | 4.5458 | 0 | 1.7 | 3.578
2007-02-04 22:00 | 0 | 0 | 73.0718 | 90 | 0 | 0 | 0.030537 | 0.030537 | 1.4832 | 0 | 0.461 | 0.030537 | 0 | 2.2204e-16 | 0 | 0 | 0 | 0 | 0 | 1.4526 | 1.38 | 2.6981 | 2.1254 | 1.38 | 0 | 1.38 | 4.7496 | 79.1591 | 0.19324 | 0.03359 | 0 | 1.7 | 2.1254
2007-02-04 23:00 | 0 | 0 | 65.2264 | 90 | 0 | 0 | 0 | 0 | 1.3875 | 0 | 0.43488 | 0 | 0 | -2.2204e-16 | 0 | 0 | 0 | 0 | 0 | 1.3875 | 1.3181 | 1.3181 | 3.3674 | 1.3181 | 0 | 1.3181 | 6 | 100 | 0.19345 | 0 | 0 | 1.7 | 3.3674
2007-02-05 | 0 | 0 | 29.1461 | 90 | 0 | 0 | 0.1893 | 0.1893 | 0 | 0 | 0 | 0.1893 | 0 | 0 | 2.7756e-17 | 0 | 0 | 0.19926 | 0.1893 | 0 | 0 | 0 | 4.5537 | 0 | 0.19926 | -0.19926 | 5.79 | 96.4993 | 0.19345 | 0.20823 | 0 | 0 | 4.5537
2007-02-05 01:00 | 0 | 0 | -52.1444 | 90 | 0 | 0 | 0.019084 | 0.019084 | 0 | 0 | 0 | 0.019084 | 0 | 0 | 3.4694e-18 | 0 | 0 | 0.020089 | 0.019084 | 0 | 0 | 0.22141 | 4.3544 | 0 | 0.020089 | -0.020089 | 5.7688 | 96.1463 | 0.19345 | 0.020993 | 0 | 0 | 4.3544
2007-02-05 02:00 | 0 | 0 | -70.2569 | 90 | 0 | 0 | 0 | 0 | 0 | 0 | 0 | 0 | 0 | 0 | 0 | 0 | 0 | 0 | 0 | 0 | 0 | 0.24373 | 4.3343 | 0 | 0 | 0 | 5.7688 | 96.1463 | 0.19345 | 0 | 0 | 0 | 4.3343
2007-02-05 03:00 | 0 | 0 | -74.7659 | 90 | 0 | 0 | 0 | 0 | 0 | 0 | 0 | 0 | 0 | 0 | 0 | 0 | 0 | 0 | 0 | 0 | 0 | 0.24373 | 4.3343 | 0 | 0 | 0 | 5.7688 | 96.1463 | 0.19345 | 0 | 0 | 0 | 4.3343
2007-02-05 04:00 | 0 | 0 | -75.8799 | 90 | 0 | 0 | 0 | 0 | 0 | 0 | 0 | 0 | 0 | 0 | 0 | 0 | 0 | 0 | 0 | 0 | 0 | 0.24373 | 4.3343 | 0 | 0 | 0 | 5.7688 | 96.1463 | 0.19345 | 0 | 0 | 0 | 4.3343
2007-02-05 05:00 | 0 | 0 | -75.4989 | 90 | 0 | 0 | 0.034387 | 0.034387 | 0 | 0 | 0 | 0.034387 | 0 | 0 | 6.9389e-18 | 0 | 0 | 0.036197 | 0.034387 | 0 | 0 | 0.24373 | 4.3343 | 0 | 0.036197 | -0.036197 | 5.7306 | 95.5104 | 0.19345 | 0.037826 | 0 | 0 | 4.3343
2007-02-05 06:00 | 5.2488e-05 | 0 | -74.1066 | 90 | 0 | 0 | 0.23151 | 0.23151 | 0 | 0 | 0 | 0.23151 | 0 | 0 | 0 | 0 | 0 | 0.2437 | 0.23151 | 0 | 0 | 0.28395 | 4.2981 | 0 | 0.2437 | -0.2437 | 5.4738 | 91.2291 | 0.19345 | 0.25466 | 0 | 0 | 4.2981
2007-02-05 07:00 | 0.060491 | 7.3449 | -71.7226 | 79.9162 | 0.062687 | 0.11183 | 0 | 0 | 0 | 0 | 0 | 0 | 0 | 0 | 0 | 0 | 0.11183 | 0 | 0 | 0 | 0 | 0.55472 | 4.0544 | 0.11183 | 0 | 0.11183 | 5.5799 | 92.9973 | 0.19333 | 0 | 0.089467 | 0 | 4.1663
2007-02-05 08:00 | 0.27564 | 21.2652 | -68.0524 | 65.6147 | 0.2969 | 0.52967 | 3.2217 | 3.08 | 1.7 | 0 | 0.5202 | 3.08 | 17.1971 | 2.2204e-16 | 0.14167 | 0.46384 | 0.52967 | 1.4526 | 1.38 | 0 | 0 | 0.44289 | 4.1551 | 0 | 0.92296 | -0.92296 | 4.607 | 76.7826 | 0.19333 | 3.5438 | 0.42374 | 1.7 | 4.6848
2007-02-05 09:00 | 0.3277 | 34.7324 | -62.3669 | 51.4995 | 0.33378 | 0.59546 | 0.91399 | 0.91399 | 1.7 | 0 | 0.5202 | 0.91399 | 65.1494 | 0 | 0 | 0 | 0.59546 | 0 | 0 | 0.78601 | 0.74671 | 1.4684 | 3.2321 | 1.3422 | 0 | 1.3422 | 5.8803 | 98.0041 | 0.19403 | 1.0054 | 0.47637 | 1.7 | 3.8276
2007-02-05 10:00 | 0.46997 | 47.2996 | -53.0797 | 37.8376 | 0.48071 | 0.85759 | 0.31314 | 0.31314 | 0 | 0 | 0 | 0.31314 | 273.8669 | 0.40174 | 0 | 0 | 0.85759 | 0.32962 | 0.31314 | 0 | 0 | 0.12623 | 4.4401 | 0.12623 | 0 | 0.12623 | 6 | 100 | 0.1939 | 0.34445 | 0.68607 | 0 | 5.2977
2007-02-05 11:00 | 0.84059 | 57.8789 | -36.9089 | 25.4221 | 0.89109 | 1.5897 | 1.7243 | 1.7243 | 0.425 | 0 | 0.17213 | 1.7243 | 92.1941 | 0.22202 | 0 | 0 | 1.5897 | 1.3677 | 1.2993 | 0 | 0 | 0 | 4.5537 | 0 | 0 | 0 | 6 | 100 | 0.1939 | 1.8967 | 1.2718 | 1.7 | 6.1434
2007-02-05 12:00 | 0.95608 | 63.917 | -9.7818 | 17.2455 | 1.0135 | 1.8081 | 0.64946 | 0.64946 | 0 | 0 | 0 | 0.64946 | 278.399 | 1.1244 | 0 | 0 | 1.8081 | 0.68364 | 0.64946 | 0 | 0 | 0 | 4.5537 | 0 | 0 | 0 | 6 | 100 | 0.1939 | 0.7144 | 1.4465 | 0 | 6.3618
2007-02-05 13:00 | 0.78929 | 62.2657 | 22.0901 | 19.6376 | 0.82908 | 1.4791 | 1.8757 | 1.8757 | 0.49568 | 0 | 0.19142 | 1.8757 | 78.8559 | 0.026455 | 0 | 0 | 1.4791 | 1.4526 | 1.38 | 0 | 0 | 0 | 4.5537 | 0 | 0 | 0 | 6 | 100 | 0.1939 | 2.0633 | 1.1833 | 1.7 | 6.0328
2007-02-05 14:00 | 0.40827 | 53.9678 | 44.5666 | 30.1799 | 0.41067 | 0.73264 | 0.27048 | 0.27048 | 0 | 0 | 0 | 0.27048 | 270.8652 | 0.44792 | 0 | 0 | 0.73264 | 0.28472 | 0.27048 | 0 | 0 | 0 | 4.5537 | 0 | 0 | 0 | 6 | 100 | 0.1939 | 0.29753 | 0.58611 | 0 | 5.2863
2007-02-05 15:00 | 0.3303 | 42.3827 | 57.4225 | 43.2676 | 0.33231 | 0.59284 | 0.31271 | 0.31271 | 0 | 0 | 0 | 0.31271 | 189.5796 | 0.26367 | 0 | 0 | 0.59284 | 0.32917 | 0.31271 | 0 | 0 | 0 | 4.5537 | 0 | 0 | 0 | 6 | 100 | 0.1939 | 0.34398 | 0.47427 | 0 | 5.1465
2007-02-05 16:00 | 0.23843 | 29.3713 | 64.9788 | 57.1629 | 0.24054 | 0.42912 | 0.18663 | 0.18663 | 0 | 0 | 0 | 0.18663 | 229.9299 | 0.23266 | 0 | 0 | 0.42912 | 0.19645 | 0.18663 | 0 | 0 | 0 | 4.5537 | 0 | 0 | 0 | 6 | 100 | 0.1939 | 0.20529 | 0.34329 | 0 | 4.9828
2007-02-05 17:00 | 0.05159 | 15.686 | 69.7225 | 71.3736 | 0.051471 | 0.091825 | 1.4447 | 1.4447 | 1.3575 | 0 | 0.42669 | 1.4447 | 6.3559 | 0 | 0 | 0 | 0.091825 | 0.091825 | 0.087234 | 0 | 0 | 0 | 4.5537 | 0 | 0 | 0 | 6 | 100 | 0.1939 | 1.5892 | 0.07346 | 1.7 | 4.6455
2007-02-05 18:00 | 0.02034 | 1.6487 | 72.8157 | 85.7115 | 0.022706 | 0.040508 | 3.3809 | 3.08 | 1.7 | 0 | 0.5202 | 3.08 | 1.3152 | 2.2204e-16 | 0.30091 | 0.639 | 0.040508 | 1.4526 | 1.38 | 0 | 0 | 0 | 4.5537 | 0 | 1.4121 | -1.4121 | 4.5115 | 75.1916 | 0.1939 | 3.719 | 0.032406 | 1.7 | 4.5942
2007-02-05 19:00 | 0 | 0 | 74.7819 | 90 | 0 | 0 | 2.4708 | 2.4708 | 1.7 | 0 | 0.5202 | 2.4708 | 0 | 0 | 0 | 0 | 0 | 0.81134 | 0.77077 | 0 | 0 | 1.569 | 3.1416 | 0 | 0.81134 | -0.81134 | 3.6563 | 60.9378 | 0.1939 | 2.7178 | 0 | 1.7 | 3.1416
2007-02-05 20:00 | 0 | 0 | 75.7873 | 90 | 0 | 0 | 3.0795 | 3.0795 | 1.7 | 0 | 0.5202 | 3.0795 | 0 | 0 | 0 | 0.30744 | 0 | 1.4521 | 1.3795 | 0 | 0 | 2.4705 | 2.3302 | 0 | 1.4521 | -1.4521 | 2.1256 | 35.4272 | 0.1939 | 3.3874 | 0 | 1.7 | 2.3302
2007-02-05 21:00 | 0 | 0 | 75.6644 | 90 | 0 | 0 | 3.0253 | 2.5342 | 1.7 | 0 | 0.5202 | 2.5342 | 0 | 0 | 0.49106 | 0.79359 | 0 | 0.87813 | 0.83423 | 0 | 0 | 4.084 | 0.87813 | 0 | 0.87813 | -0.87813 | 1.2 | 20 | 0.1939 | 3.3278 | 0 | 1.7 | 0.87813
2007-02-05 22:00 | 0 | 0 | 73.572 | 90 | 0 | 0 | 0.45226 | 0.45226 | 1.7 | 0 | 0.5202 | 0.45226 | 0 | 0 | 0 | 0 | 0 | 0 | 0 | 1.2477 | 1.1854 | 5.0597 | 0 | 1.1854 | 0 | 1.1854 | 2.3245 | 38.7421 | 0.19472 | 0.49748 | 0 | 1.7 | 0
2007-02-05 23:00 | 0 | 0 | 66.0128 | 90 | 0 | 0 | 0.11715 | 0.11715 | 1.5698 | 0 | 0.48465 | 0.11715 | 0 | 2.2204e-16 | 0 | 0 | 0 | 0 | 0 | 1.4526 | 1.38 | 3.8743 | 1.0668 | 1.38 | 0 | 1.38 | 3.6337 | 60.5617 | 0.19515 | 0.12887 | 0 | 1.7 | 1.0668
2007-02-06 | 0 | 0 | 30.2779 | 90 | 0 | 0 | 0.16428 | 0.16428 | 1.6169 | 0 | 0.49752 | 0.16428 | 0 | 2.2204e-16 | 0 | 0 | 0 | 0 | 0 | 1.4526 | 1.38 | 2.4943 | 2.3088 | 1.38 | 0 | 1.38 | 4.9429 | 82.3814 | 0.19565 | 0.18071 | 0 | 1.7 | 2.3088
2007-02-06 01:00 | 0 | 0 | -53.1323 | 90 | 0 | 0 | 0.31366 | 0.31366 | 0 | 0 | 0 | 0.31366 | 0 | 0 | 0 | 0 | 0 | 0.33016 | 0.31366 | 0 | 0 | 1.1143 | 3.5508 | 0 | 0.33016 | -0.33016 | 4.5949 | 76.581 | 0.19565 | 0.34502 | 0 | 0 | 3.5508
2007-02-06 02:00 | 0 | 0 | -70.8758 | 90 | 0 | 0 | 0.39663 | 0.39663 | 0 | 0 | 0 | 0.39663 | 0 | 0 | 5.5511e-17 | 0 | 0 | 0.41751 | 0.39663 | 0 | 0 | 1.4811 | 3.2207 | 0 | 0.41751 | -0.41751 | 4.1548 | 69.2462 | 0.19565 | 0.43629 | 0 | 0 | 3.2207
2007-02-06 03:00 | 0 | 0 | -75.203 | 90 | 0 | 0 | 0.038849 | 0.038849 | 0 | 0 | 0 | 0.038849 | 0 | 0 | 6.9389e-18 | 0 | 0 | 0.040893 | 0.038849 | 0 | 0 | 1.945 | 2.8031 | 0 | 0.040893 | -0.040893 | 4.1117 | 68.5278 | 0.19565 | 0.042733 | 0 | 0 | 2.8031
2007-02-06 04:00 | 0 | 0 | -76.2308 | 90 | 0 | 0 | 0.091455 | 0.091455 | 0 | 0 | 0 | 0.091455 | 0 | 0 | 1.3878e-17 | 0 | 0 | 0.096268 | 0.091455 | 0 | 0 | 1.9905 | 2.7623 | 0 | 0.096268 | -0.096268 | 4.0102 | 66.8365 | 0.19565 | 0.1006 | 0 | 0 | 2.7623
2007-02-06 05:00 | 0 | 0 | -75.8069 | 90 | 0 | 0 | 0.39068 | 0.39068 | 0 | 0 | 0 | 0.39068 | 0 | 0 | 5.5511e-17 | 0 | 0 | 0.41124 | 0.39068 | 0 | 0 | 2.0974 | 2.666 | 0 | 0.41124 | -0.41124 | 3.5767 | 59.6117 | 0.19565 | 0.42975 | 0 | 0 | 2.666
2007-02-06 06:00 | 6.3908e-05 | 0 | -74.3961 | 90 | 0 | 0 | 0.40655 | 0.40655 | 0 | 0 | 0 | 0.40655 | 0 | 0 | 5.5511e-17 | 0 | 0 | 0.42794 | 0.40655 | 0 | 0 | 2.5544 | 2.2547 | 0 | 0.42794 | -0.42794 | 3.1256 | 52.0935 | 0.19565 | 0.4472 | 0 | 0 | 2.2547
2007-02-06 07:00 | 0.12178 | 7.3742 | -72.011 | 79.9305 | 0.15963 | 0.28478 | 2.4153 | 2.4153 | 1.7 | 0 | 0.5202 | 2.4153 | 11.7908 | 0 | 0 | 0 | 0.28478 | 0.75293 | 0.71528 | 0 | 0 | 3.0299 | 1.8268 | 0 | 0.46815 | -0.46815 | 2.6321 | 43.869 | 0.19565 | 2.6568 | 0.22783 | 1.7 | 2.1116
2007-02-06 08:00 | 0.39555 | 21.3204 | -68.3552 | 65.6054 | 0.44653 | 0.79661 | 0.95988 | 0.95988 | 1.7 | 0 | 0.5202 | 0.95988 | 82.9904 | 0 | 0 | 0 | 0.79661 | 0 | 0 | 0.74012 | 0.70312 | 3.55 | 1.3586 | 1.4997 | 0 | 1.4997 | 4.0549 | 67.5816 | 0.19615 | 1.0559 | 0.63728 | 1.7 | 2.1553
2007-02-06 09:00 | 0.66129 | 34.8215 | -62.6998 | 51.4606 | 0.71911 | 1.2829 | 0.97838 | 0.97838 | 1.7 | 0 | 0.5202 | 0.97838 | 131.1233 | 0 | 0 | 0 | 1.2829 | 0 | 0 | 0.72162 | 0.68554 | 2.0503 | 2.7084 | 1.9684 | 0 | 1.9684 | 5.9223 | 98.7051 | 0.19616 | 1.0762 | 1.0263 | 1.7 | 3.9913
2007-02-06 10:00 | 0.90826 | 47.4367 | -53.4529 | 37.7553 | 0.97296 | 1.7358 | 0 | 0 | 0 | 0 | 0 | 0 | 0 | 1.6539 | 0 | 0 | 1.7358 | 0 | 0 | 0 | 0 | 0.0819 | 4.48 | 0.0819 | 0 | 0.0819 | 6 | 100 | 0.19607 | 0 | 1.3886 | 0 | 6.2157
2007-02-06 11:00 | 1.0339 | 58.0847 | -37.2877 | 25.2657 | 1.0995 | 1.9615 | 2.354 | 2.354 | 0.97396 | 0 | 0.32199 | 2.354 | 83.3293 | 0.50891 | 0 | 0 | 1.9615 | 1.4526 | 1.38 | 0 | 0 | 0 | 4.5537 | 0 | 0 | 0 | 6 | 100 | 0.19607 | 2.5894 | 1.5692 | 1.7 | 6.5152
2007-02-06 12:00 | 1.0411 | 64.1934 | -9.9634 | 16.9776 | 1.1037 | 1.969 | 0.40541 | 0.40541 | 0 | 0 | 0 | 0.40541 | 485.6712 | 1.5422 | 0 | 0 | 1.969 | 0.42675 | 0.40541 | 0 | 0 | 0 | 4.5537 | 0 | 0 | 0 | 6 | 100 | 0.19607 | 0.44595 | 1.5752 | 0 | 6.5226
2007-02-06 13:00 | 0.9699 | 62.5406 | 22.2718 | 19.382 | 1.0284 | 1.8347 | 0 | 0 | 0 | 0 | 0 | 0 | 0 | 1.8347 | 0 | 0 | 1.8347 | 0 | 0 | 0 | 0 | 0 | 4.5537 | 0 | 0 | 0 | 6 | 100 | 0.19607 | 0 | 1.4678 | 0 | 6.3884
2007-02-06 14:00 | 0.84631 | 54.1861 | 44.8856 | 30.0082 | 0.90021 | 1.606 | 0.042125 | 0.042125 | 0 | 0 | 0 | 0.042125 | 3812.37 | 1.5616 | 0 | 0 | 1.606 | 0.044342 | 0.042125 | 0 | 0 | 0 | 4.5537 | 0 | 0 | 0 | 6 | 100 | 0.19607 | 0.046338 | 1.2848 | 0 | 6.1597
2007-02-06 15:00 | 0.68371 | 42.5494 | 57.7401 | 43.1493 | 0.73321 | 1.308 | 0.99974 | 0.99974 | 0 | 0 | 0 | 0.99974 | 130.838 | 0.25568 | 0 | 0 | 1.308 | 1.0524 | 0.99974 | 0 | 0 | 0 | 4.5537 | 0 | 0 | 0 | 6 | 100 | 0.19607 | 1.0997 | 1.0464 | 0 | 5.8617
2007-02-06 16:00 | 0.46856 | 29.5005 | 65.2738 | 57.0792 | 0.51048 | 0.9107 | 0.86155 | 0.86155 | 0 | 0 | 0 | 0.86155 | 105.704 | 0.003798 | 0 | 0 | 0.9107 | 0.9069 | 0.86155 | 0 | 0 | 0 | 4.5537 | 0 | 0 | 0 | 6 | 100 | 0.19607 | 0.94771 | 0.72856 | 0 | 5.4644
2007-02-06 17:00 | 0.21331 | 15.787 | 70.0022 | 71.3158 | 0.23627 | 0.4215 | 3.8436 | 3.08 | 1.7 | 0 | 0.5202 | 3.08 | 13.685 | 0 | 0.76356 | 1.1479 | 0.4215 | 1.4526 | 1.38 | 0 | 0 | 0 | 4.5537 | 0 | 1.0311 | -1.0311 | 4.9131 | 81.8849 | 0.19607 | 4.2279 | 0.3372 | 1.7 | 4.9752
2007-02-06 18:00 | 0.039341 | 1.7269 | 73.0925 | 85.6758 | 0.079515 | 0.14186 | 0.96904 | 0.96904 | 0 | 0 | 0 | 0.96904 | 14.6388 | 0 | 2.2204e-16 | 0 | 0.14186 | 1.02 | 0.96904 | 0 | 0 | 1.1457 | 3.5226 | 0 | 0.87819 | -0.87819 | 3.9874 | 66.4567 | 0.19607 | 1.0659 | 0.11348 | 0 | 3.6644
2007-02-06 19:00 | 0 | 0 | 75.0704 | 90 | 0 | 0 | 1.1465 | 1.1465 | 0 | 0 | 0 | 1.1465 | 0 | 0 | 2.2204e-16 | 0 | 0 | 1.2069 | 1.1465 | 0 | 0 | 2.1215 | 2.6444 | 0 | 1.2069 | -1.2069 | 2.7152 | 45.254 | 0.19607 | 1.2612 | 0 | 0 | 2.6444
2007-02-06 20:00 | 0 | 0 | 76.1068 | 90 | 0 | 0 | 2.1643 | 2.1643 | 1.7 | 0 | 0.5202 | 2.1643 | 0 | 0 | 0 | 0 | 0 | 0.48877 | 0.46433 | 0 | 0 | 3.4624 | 1.4375 | 0 | 0.48877 | -0.48877 | 2.2 | 36.6672 | 0.19607 | 2.3808 | 0 | 1.7 | 1.4375
2007-02-06 21:00 | 0 | 0 | 76.0464 | 90 | 0 | 0 | 0.67066 | 0.67066 | 1.7 | 0 | 0.5202 | 0.67066 | 0 | 0 | 0 | 0 | 0 | 0 | 0 | 1.0293 | 0.97787 | 4.0055 | 0.94871 | 0.97787 | 0 | 0.97787 | 3.1277 | 52.1286 | 0.19671 | 0.73773 | 0 | 1.7 | 0.94871
2007-02-06 22:00 | 0 | 0 | 74.0803 | 90 | 0 | 0 | 0.12756 | 0.12756 | 1.5802 | 0 | 0.48749 | 0.12756 | 0 | 0 | 0 | 0 | 0 | 0 | 0 | 1.4526 | 1.38 | 3.0277 | 1.8288 | 1.38 | 0 | 1.38 | 4.4369 | 73.9483 | 0.19713 | 0.14032 | 0 | 1.7 | 1.8288
2007-02-06 23:00 | 0 | 0 | 66.8146 | 90 | 0 | 0 | 0.25476 | 0.25476 | 1.7 | 0 | 0.5202 | 0.25476 | 0 | 0 | 0 | 0 | 0 | 0 | 0 | 1.4452 | 1.373 | 1.6477 | 3.0708 | 1.373 | 0 | 1.373 | 5.7394 | 95.6569 | 0.19773 | 0.28024 | 0 | 1.7 | 3.0708
2007-02-07 | 0 | 0 | 31.4718 | 90 | 0 | 0 | 0.12869 | 0.12869 | 0 | 0 | 0 | 0.12869 | 0 | 0 | 2.7756e-17 | 0 | 0 | 0.13546 | 0.12869 | 0 | 0 | 0.27468 | 4.3065 | 0 | 0.13546 | -0.13546 | 5.5966 | 93.2772 | 0.19773 | 0.14155 | 0 | 0 | 4.3065
2007-02-07 01:00 | 0 | 0 | -54.1758 | 90 | 0 | 0 | 0.20579 | 0.20579 | 0 | 0 | 0 | 0.20579 | 0 | 0 | 0 | 0 | 0 | 0.21662 | 0.20579 | 0 | 0 | 0.42519 | 4.171 | 0 | 0.21662 | -0.21662 | 5.3683 | 89.4716 | 0.19773 | 0.22636 | 0 | 0 | 4.171
2007-02-07 02:00 | 0 | 0 | -71.5113 | 90 | 0 | 0 | 0 | 0 | 0 | 0 | 0 | 0 | 0 | 0 | 0 | 0 | 0 | 0 | 0 | 0 | 0 | 0.66587 | 3.9544 | 0 | 0 | 0 | 5.3683 | 89.4716 | 0.19773 | 0 | 0 | 0 | 3.9544
2007-02-07 03:00 | 0 | 0 | -75.6489 | 90 | 0 | 0 | 0.14103 | 0.14103 | 0 | 0 | 0 | 0.14103 | 0 | 0 | 2.7756e-17 | 0 | 0 | 0.14846 | 0.14103 | 0 | 0 | 0.66587 | 3.9544 | 0 | 0.14846 | -0.14846 | 5.2118 | 86.8635 | 0.19773 | 0.15514 | 0 | 0 | 3.9544
2007-02-07 04:00 | 0 | 0 | -76.588 | 90 | 0 | 0 | 0.18755 | 0.18755 | 0 | 0 | 0 | 0.18755 | 0 | 0 | 2.7756e-17 | 0 | 0 | 0.19742 | 0.18755 | 0 | 0 | 0.83083 | 3.8059 | 0 | 0.19742 | -0.19742 | 5.0037 | 83.3953 | 0.19773 | 0.2063 | 0 | 0 | 3.8059
2007-02-07 05:00 | 0 | 0 | -76.12 | 90 | 0 | 0 | 0 | 0 | 0 | 0 | 0 | 0 | 0 | 0 | 0 | 0 | 0 | 0 | 0 | 0 | 0 | 1.0502 | 3.6085 | 0 | 0 | 0 | 5.0037 | 83.3953 | 0.19773 | 0 | 0 | 0 | 3.6085
2007-02-07 06:00 | 6.2971e-05 | 0 | -74.69 | 90 | 0 | 0 | 0.1079 | 0.1079 | 0 | 0 | 0 | 0.1079 | 0 | 0 | 0 | 0 | 0 | 0.11358 | 0.1079 | 0 | 0 | 1.0502 | 3.6085 | 0 | 0.11358 | -0.11358 | 4.884 | 81.3998 | 0.19773 | 0.11869 | 0 | 0 | 3.6085
2007-02-07 07:00 | 0.10044 | 7.4074 | -72.3037 | 79.9418 | 0.12186 | 0.21739 | 0 | 0 | 0 | 0 | 0 | 0 | 0 | 0 | 0 | 0 | 0.21739 | 0 | 0 | 0 | 0 | 1.1764 | 3.4949 | 0.21739 | 0 | 0.21739 | 5.0902 | 84.8371 | 0.19751 | 0 | 0.17391 | 0 | 3.7123
2007-02-07 08:00 | 0.29528 | 21.3793 | -68.6624 | 65.5931 | 0.32103 | 0.57271 | 1.5735 | 1.5735 | 1.7 | 0 | 0.5202 | 1.5735 | 36.3985 | 0 | 0 | 0 | 0.57271 | 0 | 0 | 0.12654 | 0.12022 | 0.95899 | 3.6906 | 0.69293 | 0 | 0.69293 | 5.7476 | 95.7933 | 0.19785 | 1.7308 | 0.45817 | 1.7 | 4.2633
2007-02-07 09:00 | 0.6711 | 34.9144 | -63.0373 | 51.4187 | 0.72889 | 1.3003 | 2.829 | 2.829 | 1.7 | 0 | 0.5202 | 2.829 | 45.9643 | 0 | 0 | 0.031906 | 1.3003 | 1.1884 | 1.129 | 0 | 0 | 0.26606 | 4.3142 | 0.1119 | 0 | 0.1119 | 5.8538 | 97.5626 | 0.19791 | 3.1119 | 1.0403 | 1.7 | 5.6146
2007-02-07 10:00 | 0.86215 | 47.5778 | -53.8315 | 37.6701 | 0.92217 | 1.6451 | 1.3495 | 1.3495 | 0.425 | 0 | 0.17213 | 1.3495 | 121.9117 | 0.51788 | 0 | 0 | 1.6451 | 0.97311 | 0.92446 | 0 | 0 | 0.15415 | 4.415 | 0.15415 | 0 | 0.15415 | 6 | 100 | 0.19775 | 1.4844 | 1.3161 | 1.7 | 6.0601
2007-02-07 11:00 | 0.99528 | 58.2951 | -37.6721 | 25.1062 | 1.0571 | 1.8859 | 1.2508 | 1.2508 | 0 | 0 | 0 | 1.2508 | 150.7676 | 0.56919 | 0 | 0 | 1.8859 | 1.3167 | 1.2508 | 0 | 0 | 0 | 4.5537 | 0 | 0 | 0 | 6 | 100 | 0.19775 | 1.3759 | 1.5087 | 0 | 6.4395
2007-02-07 12:00 | 1.0726 | 64.4748 | -10.1438 | 16.7048 | 1.1363 | 2.0272 | 2.3251 | 2.3251 | 0.9451 | 0 | 0.31411 | 2.3251 | 87.187 | 0.57456 | 0 | 0 | 2.0272 | 1.4526 | 1.38 | 0 | 0 | 0 | 4.5537 | 0 | 0 | 0 | 6 | 100 | 0.19775 | 2.5576 | 1.6218 | 1.7 | 6.5809
2007-02-07 13:00 | 0.96813 | 62.8186 | 22.4672 | 19.1248 | 1.0256 | 1.8297 | 1.1657 | 1.1657 | 0 | 0 | 0 | 1.1657 | 156.9632 | 0.60264 | 0 | 0 | 1.8297 | 1.227 | 1.1657 | 0 | 0 | 0 | 4.5537 | 0 | 0 | 0 | 6 | 100 | 0.19775 | 1.2822 | 1.4637 | 0 | 6.3833
2007-02-07 14:00 | 0.73867 | 54.4046 | 45.2177 | 29.8382 | 0.77869 | 1.3892 | 3.0337 | 3.0337 | 1.7 | 0 | 0.5202 | 3.0337 | 45.7923 | 0 | 0 | 0.25703 | 1.3892 | 1.4039 | 1.3337 | 0 | 0 | 0 | 4.5537 | 0 | 0.014674 | -0.014674 | 5.9845 | 99.7422 | 0.19775 | 3.337 | 1.1113 | 1.7 | 5.9429
2007-02-07 15:00 | 0.66988 | 42.715 | 58.0672 | 43.0338 | 0.71662 | 1.2784 | 1.529 | 1.529 | 0.425 | 0 | 0.17213 | 1.529 | 83.6104 | 0.099984 | 0 | 0 | 1.2784 | 1.1622 | 1.104 | 0 | 0 | 0.016305 | 4.539 | 0.016305 | 0 | 0.016305 | 6 | 100 | 0.19773 | 1.6819 | 1.0228 | 1.7 | 5.8175
2007-02-07 16:00 | 0.4518 | 29.6278 | 65.576 | 56.9985 | 0.48942 | 0.87313 | 0 | 0 | 0 | 0 | 0 | 0 | 0 | 0.87313 | 0 | 0 | 0.87313 | 0 | 0 | 0 | 0 | 0 | 4.5537 | 0 | 0 | 0 | 6 | 100 | 0.19773 | 0 | 0.6985 | 0 | 5.4268
2007-02-07 17:00 | 0.2596 | 15.8859 | 70.2879 | 71.2609 | 0.29831 | 0.53219 | 1.9612 | 1.9612 | 1.4556 | 0 | 0.45349 | 1.9612 | 27.1358 | 1.1102e-16 | 0 | 0 | 0.53219 | 0.53219 | 0.50558 | 0 | 0 | 0 | 4.5537 | 0 | 0 | 0 | 6 | 100 | 0.19773 | 2.1573 | 0.42575 | 1.7 | 5.0859
2007-02-07 18:00 | 0.025845 | 1.803 | 73.3747 | 85.6432 | 0.032132 | 0.057323 | 1.3826 | 1.3826 | 1.3282 | 0 | 0.41869 | 1.3826 | 4.146 | 7.6328e-17 | 0 | 0 | 0.057323 | 0.057323 | 0.054457 | 0 | 0 | 0 | 4.5537 | 0 | 0 | 0 | 6 | 100 | 0.19773 | 1.5209 | 0.045858 | 1.7 | 4.611
2007-02-07 19:00 | 0 | 0 | 75.364 | 90 | 0 | 0 | 0.64818 | 0.64818 | 0 | 0 | 0 | 0.64818 | 0 | 0 | 0 | 0 | 0 | 0.6823 | 0.64818 | 0 | 0 | 0 | 4.5537 | 0 | 0.6823 | -0.6823 | 5.2808 | 88.0133 | 0.19773 | 0.713 | 0 | 0 | 4.5537
2007-02-07 20:00 | 0 | 0 | 76.4316 | 90 | 0 | 0 | 2.535 | 2.535 | 1.7 | 0 | 0.5202 | 2.535 | 0 | 0 | 0 | 0 | 0 | 0.87898 | 0.83503 | 0 | 0 | 0.75811 | 3.8714 | 0 | 0.87898 | -0.87898 | 4.3543 | 72.5713 | 0.19773 | 2.7885 | 0 | 1.7 | 3.8714
2007-02-07 21:00 | 0 | 0 | 76.4344 | 90 | 0 | 0 | 2.0204 | 2.0204 | 1.7 | 0 | 0.5202 | 2.0204 | 0 | 0 | 0 | 0 | 0 | 0.33724 | 0.32037 | 0 | 0 | 1.7347 | 2.9924 | 0 | 0.33724 | -0.33724 | 3.9988 | 66.6467 | 0.19773 | 2.2224 | 0 | 1.7 | 2.9924
2007-02-07 22:00 | 0 | 0 | 74.5968 | 90 | 0 | 0 | 0.30941 | 0.30941 | 1.7 | 0 | 0.5202 | 0.30941 | 0 | 0 | 0 | 0 | 0 | 0 | 0 | 1.3906 | 1.3211 | 2.1095 | 2.6552 | 1.3211 | 0 | 1.3211 | 5.2521 | 87.5345 | 0.19838 | 0.34035 | 0 | 1.7 | 2.6552
2007-02-07 23:00 | 0 | 0 | 67.6318 | 90 | 0 | 0 | 0 | 0 | 0 | 0 | 0 | 0 | 0 | 0 | 0 | 0 | 0 | 0 | 0 | 0 | 0 | 0.78839 | 3.8441 | 0 | 0 | 0 | 5.2521 | 87.5345 | 0.19838 | 0 | 0 | 0 | 3.8441
2007-02-08 | 0 | 0 | 32.7339 | 90 | 0 | 0 | 0 | 0 | 0 | 0 | 0 | 0 | 0 | 0 | 0 | 0 | 0 | 0 | 0 | 0 | 0 | 0.78839 | 3.8441 | 0 | 0 | 0 | 5.2521 | 87.5345 | 0.19838 | 0 | 0 | 0 | 3.8441
2007-02-08 01:00 | 0 | 0 | -55.2767 | 90 | 0 | 0 | 0 | 0 | 0 | 0 | 0 | 0 | 0 | 0 | 0 | 0 | 0 | 0 | 0 | 0 | 0 | 0.78839 | 3.8441 | 0 | 0 | 0 | 5.2521 | 87.5345 | 0.19838 | 0 | 0 | 0 | 3.8441
2007-02-08 02:00 | 0 | 0 | -72.1633 | 90 | 0 | 0 | 0 | 0 | 0 | 0 | 0 | 0 | 0 | 0 | 0 | 0 | 0 | 0 | 0 | 0 | 0 | 0.78839 | 3.8441 | 0 | 0 | 0 | 5.2521 | 87.5345 | 0.19838 | 0 | 0 | 0 | 3.8441
2007-02-08 03:00 | 0 | 0 | -76.1037 | 90 | 0 | 0 | 0.31343 | 0.31343 | 0 | 0 | 0 | 0.31343 | 0 | 0 | 0 | 0 | 0 | 0.32993 | 0.31343 | 0 | 0 | 0.78839 | 3.8441 | 0 | 0.32993 | -0.32993 | 4.9043 | 81.7383 | 0.19838 | 0.34477 | 0 | 0 | 3.8441
2007-02-08 04:00 | 0 | 0 | -76.9514 | 90 | 0 | 0 | 0.035671 | 0.035671 | 0 | 0 | 0 | 0.035671 | 0 | 0 | 6.9389e-18 | 0 | 0 | 0.037549 | 0.035671 | 0 | 0 | 1.155 | 3.5142 | 0 | 0.037549 | -0.037549 | 4.8647 | 81.0787 | 0.19838 | 0.039238 | 0 | 0 | 3.5142
2007-02-08 05:00 | 0 | 0 | -76.438 | 90 | 0 | 0 | 0.39347 | 0.39347 | 0 | 0 | 0 | 0.39347 | 0 | 0 | 5.5511e-17 | 0 | 0 | 0.41418 | 0.39347 | 0 | 0 | 1.1967 | 3.4767 | 0 | 0.41418 | -0.41418 | 4.4281 | 73.8022 | 0.19838 | 0.43282 | 0 | 0 | 3.4767
2007-02-08 06:00 | 5.4907e-05 | 0 | -74.9883 | 90 | 0 | 0 | 0 | 0 | 0 | 0 | 0 | 0 | 0 | 0 | 0 | 0 | 0 | 0 | 0 | 0 | 0 | 1.6569 | 3.0625 | 0 | 0 | 0 | 4.4281 | 73.8022 | 0.19838 | 0 | 0 | 0 | 3.0625
2007-02-08 07:00 | 0.066402 | 7.4442 | -72.6004 | 79.9501 | 0.069656 | 0.12427 | 1.0186 | 1.0186 | 0 | 0 | 0 | 1.0186 | 12.2003 | 0 | 0 | 0 | 0.12427 | 1.0722 | 1.0186 | 0 | 0 | 1.6569 | 3.0625 | 0 | 0.94789 | -0.94789 | 3.429 | 57.1495 | 0.19838 | 1.1204 | 0.099413 | 0 | 3.1867
2007-02-08 08:00 | 0.1165 | 21.442 | -68.9738 | 65.5779 | 0.11635 | 0.20756 | 1.4684 | 1.4684 | 1.7 | 0 | 0.5202 | 1.4684 | 14.1353 | 0 | 0 | 0 | 0.20756 | 0 | 0 | 0.2316 | 0.22002 | 2.7101 | 2.1146 | 0.42758 | 0 | 0.42758 | 3.8346 | 63.9102 | 0.19861 | 1.6152 | 0.16605 | 1.7 | 2.3222
2007-02-08 09:00 | 0.089719 | 35.011 | -63.3795 | 51.3739 | 0.089373 | 0.15944 | 0 | 0 | 1.4526 | 0 | 0.45267 | 0 | 0 | 0 | 0 | 0 | 0.15944 | 0 | 0 | 1.4526 | 1.38 | 2.2825 | 2.4994 | 1.5394 | 0 | 1.5394 | 5.2951 | 88.2508 | 0.19864 | 0 | 0.12755 | 1.7 | 2.6589
2007-02-08 10:00 | 0.10392 | 47.7228 | -54.2156 | 37.5821 | 0.10349 | 0.18462 | 2.3566 | 2.3566 | 1.7 | 0 | 0.5202 | 2.3566 | 7.834 | 0 | 0 | 0 | 0.18462 | 0.69118 | 0.65662 | 0 | 0 | 0.74309 | 3.8849 | 0 | 0.50656 | -0.50656 | 4.7611 | 79.3515 | 0.19864 | 2.5923 | 0.14769 | 1.7 | 4.0695
2007-02-08 11:00 | 0.16612 | 58.5099 | -38.0624 | 24.9436 | 0.16547 | 0.2952 | 0 | 0 | 1.0639 | 0 | 0.34655 | 0 | 0 | 0 | 0 | 0 | 0.2952 | 0 | 0 | 1.0639 | 1.0107 | 1.3059 | 3.3784 | 1.3059 | 0 | 1.3059 | 6 | 100 | 0.19831 | 0 | 0.23616 | 1.7 | 3.6735
2007-02-08 12:00 | 0.157 | 64.7613 | -10.3231 | 16.4272 | 0.15636 | 0.27894 | 0 | 0 | 0 | 0 | 0 | 0 | 0 | 0.27894 | 0 | 0 | 0.27894 | 0 | 0 | 0 | 0 | 0 | 4.5537 | 0 | 0 | 0 | 6 | 100 | 0.19831 | 0 | 0.22315 | 0 | 4.8326
2007-02-08 13:00 | 0.31113 | 63.0995 | 22.6766 | 18.8664 | 0.3103 | 0.55358 | 0.72481 | 0.72481 | 0 | 0 | 0 | 0.72481 | 76.3753 | 0 | 0 | 0 | 0.55358 | 0.76296 | 0.72481 | 0 | 0 | 0 | 4.5537 | 0 | 0.20938 | -0.20938 | 5.7793 | 96.3215 | 0.19831 | 0.79729 | 0.44286 | 0 | 5.1073
2007-02-08 14:00 | 0.23379 | 54.6233 | 45.5628 | 29.6703 | 0.23302 | 0.4157 | 0.26924 | 0.26924 | 0 | 0 | 0 | 0.26924 | 154.3948 | 0 | 0 | 0 | 0.4157 | 0.28342 | 0.26924 | 0 | 0 | 0.23265 | 4.3443 | 0.13228 | 0 | 0.13228 | 5.9048 | 98.4131 | 0.19818 | 0.29617 | 0.33256 | 0 | 4.76
2007-02-08 15:00 | 0.19005 | 42.8793 | 58.4037 | 42.921 | 0.18945 | 0.33799 | 0.90635 | 0.90635 | 0 | 0 | 0 | 0.90635 | 37.2911 | 0 | 0 | 0 | 0.33799 | 0.95405 | 0.90635 | 0 | 0 | 0.10036 | 4.4634 | 0 | 0.61606 | -0.61606 | 5.2554 | 87.59 | 0.19818 | 0.99698 | 0.27039 | 0 | 4.8014
2007-02-08 16:00 | 0.045649 | 29.7533 | 65.8854 | 56.9207 | 0.045455 | 0.081091 | 0 | 0 | 0 | 0 | 0 | 0 | 0 | 0 | 0 | 0 | 0.081091 | 0 | 0 | 0 | 0 | 0.78488 | 3.8473 | 0.081091 | 0 | 0.081091 | 5.3323 | 88.8722 | 0.1981 | 0 | 0.064873 | 0 | 3.9284
2007-02-08 17:00 | 0.058114 | 15.9826 | 70.5794 | 71.2091 | 0.057989 | 0.10345 | 0 | 0 | 0 | 0 | 0 | 0 | 0 | 0 | 0 | 0 | 0.10345 | 0 | 0 | 0 | 0 | 0.70379 | 3.9203 | 0.10345 | 0 | 0.10345 | 5.4305 | 90.5079 | 0.19799 | 0 | 0.082762 | 0 | 4.0237
2007-02-08 18:00 | 0.0294 | 1.8768 | 73.6621 | 85.6135 | 0.039739 | 0.070894 | 0.88991 | 0.88991 | 0 | 0 | 0 | 0.88991 | 7.9665 | 0 | 1.1102e-16 | 0 | 0.070894 | 0.93674 | 0.88991 | 0 | 0 | 0.60034 | 4.0134 | 0 | 0.86585 | -0.86585 | 4.5178 | 75.2965 | 0.19799 | 0.9789 | 0.056715 | 0 | 4.0843
2007-02-08 19:00 | 0 | 0 | 75.6627 | 90 | 0 | 0 | 1.9153 | 1.9153 | 1.7 | 0 | 0.5202 | 1.9153 | 0 | 0 | 0 | 0 | 0 | 0.22663 | 0.2153 | 0 | 0 | 1.5624 | 3.1475 | 0 | 0.22663 | -0.22663 | 4.2789 | 71.315 | 0.19799 | 2.1068 | 0 | 1.7 | 3.1475
2007-02-08 20:00 | 0 | 0 | 76.7618 | 90 | 0 | 0 | 0.93799 | 0.93799 | 1.7 | 0 | 0.5202 | 0.93799 | 0 | 0 | 0 | 0 | 0 | 0 | 0 | 0.76201 | 0.72391 | 1.8142 | 2.9209 | 0.72391 | 0 | 0.72391 | 4.9657 | 82.7609 | 0.19844 | 1.0318 | 0 | 1.7 | 2.9209
2007-02-08 21:00 | 0 | 0 | 76.8285 | 90 | 0 | 0 | 0.98683 | 0.98683 | 0 | 0 | 0 | 0.98683 | 0 | 0 | 2.2204e-16 | 0 | 0 | 1.0388 | 0.98683 | 0 | 0 | 1.0903 | 3.5724 | 0 | 1.0388 | -1.0388 | 3.8707 | 64.5116 | 0.19844 | 1.0855 | 0 | 0 | 3.5724
2007-02-08 22:00 | 0 | 0 | 75.1213 | 90 | 0 | 0 | 0.024673 | 0.024673 | 0 | 0 | 0 | 0.024673 | 0 | 0 | 3.4694e-18 | 0 | 0 | 0.025972 | 0.024673 | 0 | 0 | 2.2445 | 2.5336 | 0 | 0.025972 | -0.025972 | 3.8433 | 64.0553 | 0.19844 | 0.027141 | 0 | 0 | 2.5336
2007-02-08 23:00 | 0 | 0 | 68.4646 | 90 | 0 | 0 | 0.18931 | 0.18931 | 0 | 0 | 0 | 0.18931 | 0 | 0 | 0 | 0 | 0 | 0.19927 | 0.18931 | 0 | 0 | 2.2733 | 2.5077 | 0 | 0.19927 | -0.19927 | 3.6333 | 60.5545 | 0.19844 | 0.20824 | 0 | 0 | 2.5077
2007-02-09 | 0 | 0 | 34.0714 | 90 | 0 | 0 | 0.27918 | 0.27918 | 0 | 0 | 0 | 0.27918 | 0 | 0 | 5.5511e-17 | 0 | 0 | 0.29387 | 0.27918 | 0 | 0 | 2.4948 | 2.3084 | 0 | 0.29387 | -0.29387 | 3.3235 | 55.3917 | 0.19844 | 0.3071 | 0 | 0 | 2.3084
2007-02-09 01:00 | 0 | 0 | -56.4362 | 90 | 0 | 0 | 0.29745 | 0.29745 | 0 | 0 | 0 | 0.29745 | 0 | 0 | 5.5511e-17 | 0 | 0 | 0.3131 | 0.29745 | 0 | 0 | 2.8213 | 2.0145 | 0 | 0.3131 | -0.3131 | 2.9935 | 49.891 | 0.19844 | 0.32719 | 0 | 0 | 2.0145
2007-02-09 02:00 | 0 | 0 | -72.8313 | 90 | 0 | 0 | 0.023456 | 0.023456 | 0 | 0 | 0 | 0.023456 | 0 | 0 | 0 | 0 | 0 | 0.02469 | 0.023456 | 0 | 0 | 3.1692 | 1.7014 | 0 | 0.02469 | -0.02469 | 2.9674 | 49.4573 | 0.19844 | 0.025802 | 0 | 0 | 1.7014
2007-02-09 03:00 | 0 | 0 | -76.567 | 90 | 0 | 0 | 0.23116 | 0.23116 | 0 | 0 | 0 | 0.23116 | 0 | 0 | 0 | 0 | 0 | 0.24333 | 0.23116 | 0 | 0 | 3.1966 | 1.6767 | 0 | 0.24333 | -0.24333 | 2.711 | 45.1824 | 0.19844 | 0.25428 | 0 | 0 | 1.6767
2007-02-09 04:00 | 0 | 0 | -77.3207 | 90 | 0 | 0 | 0.20566 | 0.20566 | 0 | 0 | 0 | 0.20566 | 0 | 0 | 2.7756e-17 | 0 | 0 | 0.21649 | 0.20566 | 0 | 0 | 3.467 | 1.4334 | 0 | 0.21649 | -0.21649 | 2.4828 | 41.3791 | 0.19844 | 0.22623 | 0 | 0 | 1.4334
2007-02-09 05:00 | 0 | 0 | -76.7607 | 90 | 0 | 0 | 0.24769 | 0.24769 | 0 | 0 | 0 | 0.24769 | 0 | 0 | 2.7756e-17 | 0 | 0 | 0.26072 | 0.24769 | 0 | 0 | 3.7075 | 1.2169 | 0 | 0.26072 | -0.26072 | 2.2079 | 36.7987 | 0.19844 | 0.27246 | 0 | 0 | 1.2169
2007-02-09 06:00 | 5.8171e-05 | 0 | -75.2909 | 90 | 0 | 0 | 0.58596 | 0.58596 | 0 | 0 | 0 | 0.58596 | 0 | 0 | 0 | 0 | 0 | 0.6168 | 0.58596 | 0 | 0 | 3.9972 | 0.9562 | 0 | 0.6168 | -0.6168 | 1.5578 | 25.9626 | 0.19844 | 0.64456 | 0 | 0 | 0.9562
2007-02-09 07:00 | 0.10416 | 7.4848 | -72.9013 | 79.9554 | 0.12675 | 0.22611 | 2.0258 | 2.0258 | 1.7 | 0 | 0.5202 | 2.0258 | 11.1618 | 1.1102e-16 | 0 | 0.16296 | 0.22611 | 0.34292 | 0.32577 | 0 | 0 | 4.6825 | 0.3394 | 0 | 0.11681 | -0.11681 | 1.4346 | 23.9106 | 0.19844 | 2.2284 | 0.18089 | 1.7 | 0.56551
2007-02-09 08:00 | 0.22834 | 21.5083 | -69.2894 | 65.5597 | 0.23692 | 0.42267 | 0.54619 | 0.54619 | 1.7 | 0 | 0.5202 | 0.54619 | 77.3857 | 0 | 0 | 0 | 0.42267 | 0 | 0 | 1.1538 | 1.0961 | 4.8123 | 0.22259 | 1.5188 | 0 | 1.5188 | 2.8755 | 47.9247 | 0.19886 | 0.60081 | 0.33814 | 1.7 | 0.64527
2007-02-09 09:00 | 0.321 | 35.1114 | -63.7263 | 51.3263 | 0.32576 | 0.58116 | 0.6469 | 0.6469 | 1.7 | 0 | 0.5202 | 0.6469 | 89.8375 | 0 | 0 | 0 | 0.58116 | 0 | 0 | 1.0531 | 1.0004 | 3.2935 | 1.5895 | 1.5816 | 0 | 1.5816 | 4.3759 | 72.932 | 0.19922 | 0.71159 | 0.46493 | 1.7 | 2.1707
2007-02-09 10:00 | 0.36491 | 47.8717 | -54.6051 | 37.4914 | 0.36672 | 0.65424 | 0.49916 | 0.49916 | 1.504 | 0 | 0.46668 | 0.49916 | 131.0671 | 0 | 0 | 0 | 0.65424 | 0 | 0 | 1.0048 | 0.95457 | 1.7119 | 3.013 | 1.6088 | 0 | 1.6088 | 5.9022 | 98.3695 | 0.19926 | 0.54908 | 0.52339 | 1.7 | 3.6672
2007-02-09 11:00 | 0.29915 | 58.7291 | -38.4587 | 24.7781 | 0.29837 | 0.53229 | 0 | 0 | 0 | 0 | 0 | 0 | 0 | 0.42916 | 0 | 0 | 0.53229 | 0 | 0 | 0 | 0 | 0.10313 | 4.4609 | 0.10313 | 0 | 0.10313 | 6 | 100 | 0.19915 | 0 | 0.42583 | 0 | 4.9932
2007-02-09 12:00 | 0.42171 | 65.0527 | -10.5011 | 16.1449 | 0.4225 | 0.75373 | 3.066 | 3.066 | 1.7 | 0 | 0.5202 | 3.066 | 24.5833 | 2.2204e-16 | 0 | 0.29265 | 0.75373 | 1.4379 | 1.366 | 0 | 0 | 0 | 4.5537 | 0 | 0.68421 | -0.68421 | 5.2788 | 87.9797 | 0.19915 | 3.3726 | 0.60299 | 1.7 | 5.3074
2007-02-09 13:00 | 0.53727 | 63.3832 | 22.9006 | 18.607 | 0.54459 | 0.97154 | 0.70999 | 0.70999 | 0 | 0 | 0 | 0.70999 | 136.8398 | 0 | 0 | 0 | 0.97154 | 0.74735 | 0.70999 | 0 | 0 | 0.76023 | 3.8695 | 0.22419 | 0 | 0.22419 | 5.4915 | 91.5245 | 0.19893 | 0.78098 | 0.77723 | 0 | 4.841
2007-02-09 14:00 | 0.58716 | 54.8419 | 45.9213 | 29.5046 | 0.60466 | 1.0787 | 0.43256 | 0.43256 | 0 | 0 | 0 | 0.43256 | 249.3778 | 0.087349 | 0 | 0 | 1.0787 | 0.45533 | 0.43256 | 0 | 0 | 0.53604 | 4.0713 | 0.53604 | 0 | 0.53604 | 6 | 100 | 0.19841 | 0.47582 | 0.86298 | 0 | 5.15
2007-02-09 15:00 | 0.44762 | 43.0422 | 58.7496 | 42.8111 | 0.459 | 0.81885 | 0 | 0 | 0 | 0 | 0 | 0 | 0 | 0.81885 | 0 | 0 | 0.81885 | 0 | 0 | 0 | 0 | 0 | 4.5537 | 0 | 0 | 0 | 6 | 100 | 0.19841 | 0 | 0.65508 | 0 | 5.3725
2007-02-09 16:00 | 0.20243 | 29.8768 | 66.2018 | 56.846 | 0.20266 | 0.36155 | 2.1852 | 2.1852 | 1.7 | 0 | 0.5202 | 2.1852 | 16.5458 | 2.2204e-16 | 0 | 0 | 0.36155 | 0.51069 | 0.48515 | 0 | 0 | 0 | 4.5537 | 0 | 0.14914 | -0.14914 | 5.8428 | 97.3799 | 0.19841 | 2.4037 | 0.28924 | 1.7 | 4.9152
2007-02-09 17:00 | 0.049139 | 16.0772 | 70.8768 | 71.1605 | 0.049007 | 0.087428 | 0 | 0 | 0 | 0 | 0 | 0 | 0 | 0 | 0 | 0 | 0.087428 | 0 | 0 | 0 | 0 | 0.16571 | 4.4046 | 0.087428 | 0 | 0.087428 | 5.9257 | 98.7623 | 0.19833 | 0 | 0.069942 | 0 | 4.492
2007-02-09 18:00 | 0.022186 | 1.9484 | 73.9547 | 85.587 | 0.024363 | 0.043464 | 0 | 0 | 0 | 0 | 0 | 0 | 0 | 0 | 0 | 0 | 0.043464 | 0 | 0 | 0 | 0 | 0.07828 | 4.4832 | 0.043464 | 0 | 0.043464 | 5.967 | 99.4495 | 0.19828 | 0 | 0.034771 | 0 | 4.5267
2007-02-09 19:00 | 0 | 0 | 75.9664 | 90 | 0 | 0 | 0 | 0 | 0 | 0 | 0 | 0 | 0 | 0 | 0 | 0 | 0 | 0 | 0 | 0 | 0 | 0.034816 | 4.5224 | 0 | 0 | 0 | 5.967 | 99.4495 | 0.19828 | 0 | 0 | 0 | 4.5224
2007-02-09 20:00 | 0 | 0 | 77.097 | 90 | 0 | 0 | 1.0297 | 1.0297 | 0 | 0 | 0 | 1.0297 | 0 | 0 | 0 | 0 | 0 | 1.0839 | 1.0297 | 0 | 0 | 0.034816 | 4.5224 | 0 | 1.0839 | -1.0839 | 4.8245 | 80.4076 | 0.19828 | 1.1327 | 0 | 0 | 4.5224
2007-02-09 21:00 | 0 | 0 | 77.2285 | 90 | 0 | 0 | 0.19701 | 0.19701 | 0 | 0 | 0 | 0.19701 | 0 | 0 | 2.7756e-17 | 0 | 0 | 0.20738 | 0.19701 | 0 | 0 | 1.2391 | 3.4385 | 0 | 0.20738 | -0.20738 | 4.6059 | 76.7642 | 0.19828 | 0.21672 | 0 | 0 | 3.4385
2007-02-09 22:00 | 0 | 0 | 75.6537 | 90 | 0 | 0 | 0.43825 | 0.43825 | 0 | 0 | 0 | 0.43825 | 0 | 0 | 5.5511e-17 | 0 | 0 | 0.46132 | 0.43825 | 0 | 0 | 1.4696 | 3.2311 | 0 | 0.46132 | -0.46132 | 4.1196 | 68.6596 | 0.19828 | 0.48208 | 0 | 0 | 3.2311
2007-02-09 23:00 | 0 | 0 | 69.3131 | 90 | 0 | 0 | 0.40732 | 0.40732 | 0 | 0 | 0 | 0.40732 | 0 | 0 | 5.5511e-17 | 0 | 0 | 0.42876 | 0.40732 | 0 | 0 | 1.9821 | 2.7698 | 0 | 0.42876 | -0.42876 | 3.6676 | 61.1271 | 0.19828 | 0.44805 | 0 | 0 | 2.7698
2007-02-10 | 0 | 0 | 35.4922 | 90 | 0 | 0 | 0.17066 | 0.17066 | 0 | 0 | 0 | 0.17066 | 0 | 0 | 2.7756e-17 | 0 | 0 | 0.17964 | 0.17066 | 0 | 0 | 2.4585 | 2.341 | 0 | 0.17964 | -0.17964 | 3.4783 | 57.9712 | 0.19828 | 0.18772 | 0 | 0 | 2.341
2007-02-10 01:00 | 0 | 0 | -57.6558 | 90 | 0 | 0 | 0.16093 | 0.16093 | 0 | 0 | 0 | 0.16093 | 0 | 0 | 0 | 0 | 0 | 0.1694 | 0.16093 | 0 | 0 | 2.6581 | 2.1614 | 0 | 0.1694 | -0.1694 | 3.2997 | 54.9951 | 0.19828 | 0.17703 | 0 | 0 | 2.1614
2007-02-10 02:00 | 0 | 0 | -73.5151 | 90 | 0 | 0 | 0.057771 | 0.057771 | 0 | 0 | 0 | 0.057771 | 0 | 0 | 6.9389e-18 | 0 | 0 | 0.060811 | 0.057771 | 0 | 0 | 2.8464 | 1.992 | 0 | 0.060811 | -0.060811 | 3.2356 | 53.9267 | 0.19828 | 0.063548 | 0 | 0 | 1.992
2007-02-10 03:00 | 0 | 0 | -77.0386 | 90 | 0 | 0 | 0 | 0 | 0 | 0 | 0 | 0 | 0 | 0 | 0 | 0 | 0 | 0 | 0 | 0 | 0 | 2.9139 | 1.9311 | 0 | 0 | 0 | 3.2356 | 53.9267 | 0.19828 | 0 | 0 | 0 | 1.9311
2007-02-10 04:00 | 0 | 0 | -77.6958 | 90 | 0 | 0 | 0.44506 | 0.44506 | 0 | 0 | 0 | 0.44506 | 0 | 0 | 5.5511e-17 | 0 | 0 | 0.46848 | 0.44506 | 0 | 0 | 2.9139 | 1.9311 | 0 | 0.46848 | -0.46848 | 2.7418 | 45.6963 | 0.19828 | 0.48957 | 0 | 0 | 1.9311
2007-02-10 05:00 | 0 | 0 | -77.0882 | 90 | 0 | 0 | 0 | 0 | 0 | 0 | 0 | 0 | 0 | 0 | 0 | 0 | 0 | 0 | 0 | 0 | 0 | 3.4345 | 1.4627 | 0 | 0 | 0 | 2.7418 | 45.6963 | 0.19828 | 0 | 0 | 0 | 1.4627
2007-02-10 06:00 | 0.00010377 | 0 | -75.5975 | 90 | 0 | 0 | 0.16873 | 0.16873 | 0 | 0 | 0 | 0.16873 | 0 | 0 | 2.7756e-17 | 0 | 0 | 0.17761 | 0.16873 | 0 | 0 | 3.4345 | 1.4627 | 0 | 0.17761 | -0.17761 | 2.5546 | 42.576 | 0.19828 | 0.1856 | 0 | 0 | 1.4627
2007-02-10 07:00 | 0.1126 | 7.5291 | -73.2061 | 79.9577 | 0.14022 | 0.25015 | 0 | 0 | 0 | 0 | 0 | 0 | 0 | 0 | 0 | 0 | 0.25015 | 0 | 0 | 0 | 0 | 3.6318 | 1.2851 | 0.25015 | 0 | 0.25015 | 2.7919 | 46.5312 | 0.19804 | 0 | 0.20012 | 0 | 1.5352
2007-02-10 08:00 | 0.34454 | 21.5783 | -69.609 | 65.5386 | 0.3813 | 0.68025 | 0 | 0 | 0 | 0 | 0 | 0 | 0 | 0 | 0 | 0 | 0.68025 | 0 | 0 | 0 | 0 | 3.3817 | 1.5102 | 0.68025 | 0 | 0.68025 | 3.4372 | 57.2869 | 0.19738 | 0 | 0.5442 | 0 | 2.1904
2007-02-10 09:00 | 0.58953 | 35.2153 | -64.0776 | 51.2759 | 0.6358 | 1.1343 | 1.5534 | 1.5534 | 1.7 | 0 | 0.5202 | 1.5534 | 73.0173 | 0 | 0 | 0 | 1.1343 | 0 | 0 | 0.14658 | 0.13925 | 2.7014 | 2.1224 | 1.2735 | 0 | 1.2735 | 4.6454 | 77.4229 | 0.19796 | 1.7088 | 0.90741 | 1.7 | 3.2567
2007-02-10 10:00 | 0.78642 | 48.0243 | -55.0001 | 37.3981 | 0.83743 | 1.494 | 3.1044 | 3.08 | 1.7 | 0 | 0.5202 | 3.08 | 48.5055 | 0 | 0.024358 | 0.33479 | 1.494 | 1.4526 | 1.38 | 0 | 0 | 1.4279 | 3.2686 | 0.041339 | 0 | 0.041339 | 4.6846 | 78.0765 | 0.19792 | 3.4148 | 1.1952 | 1.7 | 4.7625
2007-02-10 11:00 | 0.92295 | 58.9526 | -38.8612 | 24.6098 | 0.9768 | 1.7426 | 0.95236 | 0.95236 | 0.61412 | 0 | 0.22376 | 0.95236 | 182.9769 | 0 | 0 | 0 | 1.7426 | 0.35604 | 0.33824 | 0 | 0 | 1.3866 | 3.3058 | 1.3866 | 0 | 1.3866 | 6 | 100 | 0.19688 | 1.0476 | 1.3941 | 1.7 | 5.0484
2007-02-10 12:00 | 1.0542 | 65.349 | -10.6779 | 15.858 | 1.1137 | 1.9868 | 0 | 0 | 0 | 0 | 0 | 0 | 0 | 1.9868 | 0 | 0 | 1.9868 | 0 | 0 | 0 | 0 | 0 | 4.5537 | 0 | 0 | 0 | 6 | 100 | 0.19688 | 0 | 1.5895 | 0 | 6.5405
2007-02-10 13:00 | 1.0556 | 63.6695 | 23.1395 | 18.3468 | 1.1159 | 1.9907 | 0.29319 | 0.29319 | 0 | 0 | 0 | 0.29319 | 678.9735 | 1.6821 | 0 | 0 | 1.9907 | 0.30862 | 0.29319 | 0 | 0 | 0 | 4.5537 | 0 | 0 | 0 | 6 | 100 | 0.19688 | 0.32251 | 1.5926 | 0 | 6.5444
2007-02-10 14:00 | 0.91955 | 55.0603 | 46.2932 | 29.3413 | 0.97552 | 1.7403 | 0 | 0 | 0 | 0 | 0 | 0 | 0 | 1.7403 | 0 | 0 | 1.7403 | 0 | 0 | 0 | 0 | 0 | 4.5537 | 0 | 0 | 0 | 6 | 100 | 0.19688 | 0 | 1.3923 | 0 | 6.294
2007-02-10 15:00 | 0.71118 | 43.2036 | 59.105 | 42.7043 | 0.76006 | 1.3559 | 0.064382 | 0.064382 | 0 | 0 | 0 | 0.064382 | 2106.073 | 1.2882 | 0 | 0 | 1.3559 | 0.067771 | 0.064382 | 0 | 0 | 0 | 4.5537 | 0 | 0 | 0 | 6 | 100 | 0.19688 | 0.070821 | 1.0848 | 0 | 5.9096
2007-02-10 16:00 | 0.40153 | 29.9983 | 66.5252 | 56.7745 | 0.42615 | 0.76025 | 1.3524 | 1.3524 | 0.6302 | 0 | 0.22814 | 1.3524 | 56.2134 | 1.1102e-16 | 0 | 0 | 0.76025 | 0.76025 | 0.72223 | 0 | 0 | 0 | 4.5537 | 0 | 0 | 0 | 6 | 100 | 0.19688 | 1.4877 | 0.6082 | 1.7 | 5.3139
2007-02-10 17:00 | 0.25245 | 16.1696 | 71.1799 | 71.1149 | 0.28562 | 0.50954 | 0.72614 | 0.72614 | 0 | 0 | 0 | 0.72614 | 70.171 | 0 | 0 | 0 | 0.50954 | 0.76436 | 0.72614 | 0 | 0 | 0 | 4.5537 | 0 | 0.25482 | -0.25482 | 5.7314 | 95.5233 | 0.19688 | 0.79875 | 0.40763 | 0 | 5.0632
2007-02-10 18:00 | 0.03012 | 2.0177 | 74.2523 | 85.5635 | 0.039335 | 0.070174 | 2.0743 | 2.0743 | 1.7 | 0 | 0.5202 | 2.0743 | 3.3829 | 0 | 0 | 0 | 0.070174 | 0.39405 | 0.37435 | 0 | 0 | 0.28313 | 4.2989 | 0 | 0.32388 | -0.32388 | 5.39 | 89.8334 | 0.19688 | 2.2818 | 0.056139 | 1.7 | 4.369
2007-02-10 19:00 | 0 | 0 | 76.2749 | 90 | 0 | 0 | 0.45825 | 0.45825 | 0 | 0 | 0 | 0.45825 | 0 | 0 | 5.5511e-17 | 0 | 0 | 0.48237 | 0.45825 | 0 | 0 | 0.64299 | 3.975 | 0 | 0.48237 | -0.48237 | 4.8816 | 81.359 | 0.19688 | 0.50408 | 0 | 0 | 3.975
2007-02-10 20:00 | 0 | 0 | 77.4374 | 90 | 0 | 0 | 0 | 0 | 0 | 0 | 0 | 0 | 0 | 0 | 0 | 0 | 0 | 0 | 0 | 0 | 0 | 1.179 | 3.4926 | 0 | 0 | 0 | 4.8816 | 81.359 | 0.19688 | 0 | 0 | 0 | 3.4926
2007-02-10 21:00 | 0 | 0 | 77.6343 | 90 | 0 | 0 | 0.80789 | 0.80789 | 0 | 0 | 0 | 0.80789 | 0 | 0 | 1.1102e-16 | 0 | 0 | 0.85041 | 0.80789 | 0 | 0 | 1.179 | 3.4926 | 0 | 0.85041 | -0.85041 | 3.9851 | 66.4188 | 0.19688 | 0.88868 | 0 | 0 | 3.4926
2007-02-10 22:00 | 0 | 0 | 76.1941 | 90 | 0 | 0 | 0 | 0 | 0 | 0 | 0 | 0 | 0 | 0 | 0 | 0 | 0 | 0 | 0 | 0 | 0 | 2.1239 | 2.6422 | 0 | 0 | 0 | 3.9851 | 66.4188 | 0.19688 | 0 | 0 | 0 | 2.6422
2007-02-10 23:00 | 0 | 0 | 70.1774 | 90 | 0 | 0 | 0.09867 | 0.09867 | 0 | 0 | 0 | 0.09867 | 0 | 0 | 0 | 0 | 0 | 0.10386 | 0.09867 | 0 | 0 | 2.1239 | 2.6422 | 0 | 0.10386 | -0.10386 | 3.8757 | 64.5941 | 0.19688 | 0.10854 | 0 | 0 | 2.6422
2007-02-11 | 0 | 0 | 37.0052 | 90 | 0 | 0 | 0.026854 | 0.026854 | 0 | 0 | 0 | 0.026854 | 0 | 0 | 3.4694e-18 | 0 | 0 | 0.028268 | 0.026854 | 0 | 0 | 2.2393 | 2.5383 | 0 | 0.028268 | -0.028268 | 3.8459 | 64.0975 | 0.19688 | 0.02954 | 0 | 0 | 2.5383
2007-02-11 01:00 | 0 | 0 | -58.9364 | 90 | 0 | 0 | 0.28782 | 0.28782 | 0 | 0 | 0 | 0.28782 | 0 | 0 | 5.5511e-17 | 0 | 0 | 0.30297 | 0.28782 | 0 | 0 | 2.2707 | 2.5101 | 0 | 0.30297 | -0.30297 | 3.5265 | 58.775 | 0.19688 | 0.3166 | 0 | 0 | 2.5101
2007-02-11 02:00 | 0 | 0 | -74.2142 | 90 | 0 | 0 | 0.299 | 0.299 | 0 | 0 | 0 | 0.299 | 0 | 0 | 5.5511e-17 | 0 | 0 | 0.31473 | 0.299 | 0 | 0 | 2.6073 | 2.2071 | 0 | 0.31473 | -0.31473 | 3.1947 | 53.2457 | 0.19688 | 0.3289 | 0 | 0 | 2.2071
2007-02-11 03:00 | 0 | 0 | -77.5183 | 90 | 0 | 0 | 0.042785 | 0.042785 | 0 | 0 | 0 | 0.042785 | 0 | 0 | 0 | 0 | 0 | 0.045036 | 0.042785 | 0 | 0 | 2.957 | 1.8924 | 0 | 0.045036 | -0.045036 | 3.1473 | 52.4545 | 0.19688 | 0.047063 | 0 | 0 | 1.8924
2007-02-11 04:00 | 0 | 0 | -78.0766 | 90 | 0 | 0 | 0.29105 | 0.29105 | 0 | 0 | 0 | 0.29105 | 0 | 0 | 5.5511e-17 | 0 | 0 | 0.30637 | 0.29105 | 0 | 0 | 3.007 | 1.8473 | 0 | 0.30637 | -0.30637 | 2.8243 | 47.0722 | 0.19688 | 0.32015 | 0 | 0 | 1.8473
2007-02-11 05:00 | 0 | 0 | -77.4203 | 90 | 0 | 0 | 0.35794 | 0.35794 | 0 | 0 | 0 | 0.35794 | 0 | 0 | 5.5511e-17 | 0 | 0 | 0.37678 | 0.35794 | 0 | 0 | 3.3475 | 1.541 | 0 | 0.37678 | -0.37678 | 2.4272 | 40.4528 | 0.19688 | 0.39374 | 0 | 0 | 1.541
2007-02-11 06:00 | 7.4345e-05 | 0 | -75.9083 | 90 | 0 | 0 | 0.19534 | 0.19534 | 0 | 0 | 0 | 0.19534 | 0 | 0 | 2.7756e-17 | 0 | 0 | 0.20562 | 0.19534 | 0 | 0 | 3.7661 | 1.1642 | 0 | 0.20562 | -0.20562 | 2.2104 | 36.8404 | 0.19688 | 0.21487 | 0 | 0 | 1.1642
2007-02-11 07:00 | 0.068667 | 7.5771 | -73.5148 | 79.957 | 0.072017 | 0.12848 | 0 | 0 | 0 | 0 | 0 | 0 | 0 | 0 | 0 | 0 | 0.12848 | 0 | 0 | 0 | 0 | 3.9946 | 0.95858 | 0.12848 | 0 | 0.12848 | 2.3323 | 38.8719 | 0.19676 | 0 | 0.10278 | 0 | 1.0871
2007-02-11 08:00 | 0.26348 | 21.6519 | -69.9327 | 65.5147 | 0.27869 | 0.49718 | 1.2585 | 1.2585 | 1.7 | 0 | 0.5202 | 1.2585 | 39.5058 | 0 | 0 | 0 | 0.49718 | 0 | 0 | 0.44151 | 0.41943 | 3.8661 | 1.0742 | 0.91661 | 0 | 0.91661 | 3.2019 | 53.3647 | 0.19722 | 1.3843 | 0.39774 | 1.7 | 1.5714
2007-02-11 09:00 | 0.61253 | 35.3229 | -64.4334 | 51.2229 | 0.66064 | 1.1786 | 1.5648 | 1.5648 | 1.7 | 0 | 0.5202 | 1.5648 | 75.317 | 0 | 0 | 0 | 1.1786 | 0 | 0 | 0.13516 | 0.1284 | 2.9495 | 1.8992 | 1.307 | 0 | 1.307 | 4.4418 | 74.03 | 0.19781 | 1.7213 | 0.94287 | 1.7 | 3.0777
2007-02-11 10:00 | 0.82062 | 48.1806 | -55.4007 | 37.3022 | 0.87353 | 1.5584 | 1.3499 | 1.3499 | 1.4298 | 0 | 0.44643 | 1.3499 | 115.4466 | 0 | 0 | 0 | 1.5584 | 0 | 0 | 0.0799 | 0.075905 | 1.6425 | 3.0754 | 1.6343 | 0 | 1.6343 | 5.9922 | 99.8704 | 0.19772 | 1.4849 | 1.2467 | 1.7 | 4.6338
2007-02-11 11:00 | 0.9554 | 59.1802 | -39.27 | 24.4388 | 1.0105 | 1.8028 | 0.066201 | 0.066201 | 0 | 0 | 0 | 0.066201 | 2723.236 | 1.7249 | 0 | 0 | 1.8028 | 0.069685 | 0.066201 | 0 | 0 | 0.0082002 | 4.5463 | 0.0082002 | 0 | 0.0082002 | 6 | 100 | 0.19771 | 0.072821 | 1.4422 | 0 | 6.3491
2007-02-11 12:00 | 0.99089 | 65.6501 | -10.8535 | 15.5665 | 1.0453 | 1.8648 | 0.85432 | 0.85432 | 0 | 0 | 0 | 0.85432 | 218.2831 | 0.96555 | 0 | 0 | 1.8648 | 0.89928 | 0.85432 | 0 | 0 | 0 | 4.5537 | 0 | 0 | 0 | 6 | 100 | 0.19771 | 0.93975 | 1.4919 | 0 | 6.4185
2007-02-11 13:00 | 0.95574 | 63.9582 | 23.3939 | 18.086 | 1.0084 | 1.799 | 0.4378 | 0.4378 | 0 | 0 | 0 | 0.4378 | 410.9204 | 1.3382 | 0 | 0 | 1.799 | 0.46084 | 0.4378 | 0 | 0 | 0 | 4.5537 | 0 | 0 | 0 | 6 | 100 | 0.19771 | 0.48158 | 1.4392 | 0 | 6.3527
2007-02-11 14:00 | 1.0065 | 55.2782 | 46.6787 | 29.1806 | 1.0674 | 1.9042 | 1.5743 | 1.5743 | 0.425 | 0 | 0.17213 | 1.5743 | 120.949 | 0.69432 | 0 | 0 | 1.9042 | 1.2098 | 1.1493 | 0 | 0 | 0 | 4.5537 | 0 | 0 | 0 | 6 | 100 | 0.19771 | 1.7318 | 1.5233 | 1.7 | 6.4578
2007-02-11 15:00 | 0.59877 | 43.3632 | 59.4697 | 42.6008 | 0.63152 | 1.1266 | 1.7214 | 1.7214 | 0.65113 | 0 | 0.23386 | 1.7214 | 65.4473 | 0 | 0 | 0 | 1.1266 | 1.1266 | 1.0703 | 0 | 0 | 0 | 4.5537 | 0 | 0 | 0 | 6 | 100 | 0.19771 | 1.8936 | 0.9013 | 1.7 | 5.6803
2007-02-11 16:00 | 0.4353 | 30.1176 | 66.8555 | 56.7063 | 0.46608 | 0.83149 | 1.304 | 1.304 | 0.51412 | 0 | 0.19645 | 1.304 | 63.7627 | 1.1102e-16 | 0 | 0 | 0.83149 | 0.83149 | 0.78991 | 0 | 0 | 0 | 4.5537 | 0 | 0 | 0 | 6 | 100 | 0.19771 | 1.4344 | 0.66519 | 1.7 | 5.3852
2007-02-11 17:00 | 0.11483 | 16.2596 | 71.4886 | 71.0726 | 0.11542 | 0.20591 | 0.0011094 | 0.0011094 | 0 | 0 | 0 | 0.0011094 | 18560.26 | 0.20474 | 0 | 0 | 0.20591 | 0.0011678 | 0.0011094 | 0 | 0 | 0 | 4.5537 | 0 | 0 | 0 | 6 | 100 | 0.19771 | 0.0012203 | 0.16472 | 0 | 4.7596
2007-02-11 18:00 | 0.027212 | 2.0847 | 74.555 | 85.5432 | 0.032244 | 0.057524 | 0 | 0 | 0 | 0 | 0 | 0 | 0 | 0.057524 | 0 | 0 | 0.057524 | 0 | 0 | 0 | 0 | 0 | 4.5537 | 0 | 0 | 0 | 6 | 100 | 0.19771 | 0 | 0.046019 | 0 | 4.6112
2007-02-11 19:00 | 0 | 0 | 76.5883 | 90 | 0 | 0 | 0.13495 | 0.13495 | 0 | 0 | 0 | 0.13495 | 0 | 0 | 0 | 0 | 0 | 0.14205 | 0.13495 | 0 | 0 | 0 | 4.5537 | 0 | 0.14205 | -0.14205 | 5.8503 | 97.5044 | 0.19771 | 0.14845 | 0 | 0 | 4.5537
2007-02-11 20:00 | 0 | 0 | 77.7828 | 90 | 0 | 0 | 1.3608 | 1.3608 | 1.5269 | 0 | 0.47295 | 1.3608 | 0 | 0 | 0 | 0 | 0 | 0 | 0 | 0.16615 | 0.15784 | 0.15784 | 4.4116 | 0.15784 | 0 | 0.15784 | 6 | 100 | 0.1978 | 1.4969 | 0 | 1.7 | 4.4116
2007-02-11 21:00 | 0 | 0 | 78.046 | 90 | 0 | 0 | 0.88086 | 0.88086 | 0 | 0 | 0 | 0.88086 | 0 | 0 | 1.1102e-16 | 0 | 0 | 0.92722 | 0.88086 | 0 | 0 | 0 | 4.5537 | 0 | 0.92722 | -0.92722 | 5.0226 | 83.7104 | 0.1978 | 0.96895 | 0 | 0 | 4.5537
2007-02-11 22:00 | 0 | 0 | 76.7423 | 90 | 0 | 0 | 0.11601 | 0.11601 | 0 | 0 | 0 | 0.11601 | 0 | 0 | 1.3878e-17 | 0 | 0 | 0.12211 | 0.11601 | 0 | 0 | 1.0302 | 3.6265 | 0 | 0.12211 | -0.12211 | 4.8939 | 81.5651 | 0.1978 | 0.12761 | 0 | 0 | 3.6265
2007-02-11 23:00 | 0 | 0 | 71.0575 | 90 | 0 | 0 | 0.33554 | 0.33554 | 0 | 0 | 0 | 0.33554 | 0 | 0 | 5.5511e-17 | 0 | 0 | 0.3532 | 0.33554 | 0 | 0 | 1.1659 | 3.5044 | 0 | 0.3532 | -0.3532 | 4.5216 | 75.3601 | 0.1978 | 0.36909 | 0 | 0 | 3.5044
2007-02-12 | 0 | 0 | 38.6202 | 90 | 0 | 0 | 0.24458 | 0.24458 | 0 | 0 | 0 | 0.24458 | 0 | 0 | 0 | 0 | 0 | 0.25746 | 0.24458 | 0 | 0 | 1.5584 | 3.1512 | 0 | 0.25746 | -0.25746 | 4.2502 | 70.837 | 0.1978 | 0.26904 | 0 | 0 | 3.1512
2007-02-12 01:00 | 0 | 0 | -60.2789 | 90 | 0 | 0 | 0.12744 | 0.12744 | 0 | 0 | 0 | 0.12744 | 0 | 0 | 2.7756e-17 | 0 | 0 | 0.13415 | 0.12744 | 0 | 0 | 1.8444 | 2.8937 | 0 | 0.13415 | -0.13415 | 4.1088 | 68.4802 | 0.1978 | 0.14019 | 0 | 0 | 2.8937
2007-02-12 02:00 | 0 | 0 | -74.9282 | 90 | 0 | 0 | 0.33511 | 0.33511 | 0 | 0 | 0 | 0.33511 | 0 | 0 | 5.5511e-17 | 0 | 0 | 0.35275 | 0.33511 | 0 | 0 | 1.9935 | 2.7595 | 0 | 0.35275 | -0.35275 | 3.737 | 62.2831 | 0.1978 | 0.36862 | 0 | 0 | 2.7595
2007-02-12 03:00 | 0 | 0 | -78.0058 | 90 | 0 | 0 | 0.40307 | 0.40307 | 0 | 0 | 0 | 0.40307 | 0 | 0 | 5.5511e-17 | 0 | 0 | 0.42428 | 0.40307 | 0 | 0 | 2.3854 | 2.4068 | 0 | 0.42428 | -0.42428 | 3.2898 | 54.8293 | 0.1978 | 0.44337 | 0 | 0 | 2.4068
2007-02-12 04:00 | 0 | 0 | -78.4629 | 90 | 0 | 0 | 0.27059 | 0.27059 | 0 | 0 | 0 | 0.27059 | 0 | 0 | 5.5511e-17 | 0 | 0 | 0.28483 | 0.27059 | 0 | 0 | 2.8569 | 1.9825 | 0 | 0.28483 | -0.28483 | 2.9895 | 49.8253 | 0.1978 | 0.29765 | 0 | 0 | 1.9825
2007-02-12 05:00 | 0 | 0 | -77.7567 | 90 | 0 | 0 | 0.47029 | 0.47029 | 0 | 0 | 0 | 0.47029 | 0 | 0 | 5.5511e-17 | 0 | 0 | 0.49504 | 0.47029 | 0 | 0 | 3.1733 | 1.6977 | 0 | 0.49504 | -0.49504 | 2.4677 | 41.1283 | 0.1978 | 0.51732 | 0 | 0 | 1.6977
2007-02-12 06:00 | 7.615e-05 | 0 | -76.223 | 90 | 0 | 0 | 0 | 0 | 0 | 0 | 0 | 0 | 0 | 0 | 0 | 0 | 0 | 0 | 0 | 0 | 0 | 3.7234 | 1.2026 | 0 | 0 | 0 | 2.4677 | 41.1283 | 0.1978 | 0 | 0 | 0 | 1.2026
2007-02-12 07:00 | 0.045581 | 7.6289 | -73.8274 | 79.9533 | 0.045817 | 0.081737 | 1.3178 | 1.3178 | 1.7 | 0 | 0.5202 | 1.3178 | 6.2025 | 5.5511e-17 | 0 | 0 | 0.081737 | 0 | 0 | 0.38219 | 0.36308 | 3.7234 | 1.2026 | 0.44482 | 0 | 0.44482 | 2.8897 | 48.1615 | 0.19805 | 1.4496 | 0.06539 | 1.7 | 1.2844
2007-02-12 08:00 | 0.21629 | 21.7291 | -70.2603 | 65.4879 | 0.22218 | 0.39636 | 0 | 0 | 1.4526 | 0 | 0.45267 | 0 | 0 | 0 | 0 | 0 | 0.39636 | 0 | 0 | 1.4526 | 1.38 | 3.2786 | 1.603 | 1.7764 | 0 | 1.7764 | 4.5749 | 76.2482 | 0.19786 | 0 | 0.31709 | 1.7 | 1.9993
2007-02-12 09:00 | 0.35731 | 35.4339 | -64.7937 | 51.1671 | 0.36515 | 0.65142 | 0 | 0 | 0.89555 | 0 | 0.30058 | 0 | 0 | 0 | 0 | 0 | 0.65142 | 0 | 0 | 0.89555 | 0.85077 | 1.5022 | 3.2017 | 1.5022 | 0 | 1.5022 | 6 | 100 | 0.19714 | 0 | 0.52114 | 1.7 | 3.8531
2007-02-12 10:00 | 0.59394 | 48.3404 | -55.8068 | 37.2039 | 0.61831 | 1.1031 | 0.52402 | 0.52402 | 0 | 0 | 0 | 0.52402 | 210.5012 | 0.55146 | 0 | 0 | 1.1031 | 0.5516 | 0.52402 | 0 | 0 | 0 | 4.5537 | 0 | 0 | 0 | 6 | 100 | 0.19714 | 0.57642 | 0.88245 | 0 | 5.6567
2007-02-12 11:00 | 0.80874 | 59.4119 | -39.6853 | 24.2653 | 0.84952 | 1.5155 | 0.1791 | 0.1791 | 0 | 0 | 0 | 0.1791 | 846.2087 | 1.327 | 0 | 0 | 1.5155 | 0.18852 | 0.1791 | 0 | 0 | 0 | 4.5537 | 0 | 0 | 0 | 6 | 100 | 0.19714 | 0.19701 | 1.2124 | 0 | 6.0692
2007-02-12 12:00 | 0.88752 | 65.956 | -11.0279 | 15.2706 | 0.93202 | 1.6627 | 1.1885 | 1.1885 | 0 | 0 | 0 | 1.1885 | 139.8968 | 0.41163 | 0 | 0 | 1.6627 | 1.2511 | 1.1885 | 0 | 0 | 0 | 4.5537 | 0 | 0 | 0 | 6 | 100 | 0.19714 | 1.3074 | 1.3302 | 0 | 6.2164
2007-02-12 13:00 | 0.92282 | 64.2492 | 23.6642 | 17.8251 | 0.97177 | 1.7336 | 0 | 0 | 0 | 0 | 0 | 0 | 0 | 1.7336 | 0 | 0 | 1.7336 | 0 | 0 | 0 | 0 | 0 | 4.5537 | 0 | 0 | 0 | 6 | 100 | 0.19714 | 0 | 1.3869 | 0 | 6.2873
2007-02-12 14:00 | 0.73492 | 55.4955 | 47.0779 | 29.0228 | 0.77039 | 1.3744 | 2.4433 | 2.4433 | 1.1377 | 0 | 0.36668 | 2.4433 | 56.2506 | 0 | 0 | 0 | 1.3744 | 1.3744 | 1.3057 | 0 | 0 | 0 | 4.5537 | 0 | 0 | 0 | 6 | 100 | 0.19714 | 2.6876 | 1.0995 | 1.7 | 5.9281
2007-02-12 15:00 | 0.43387 | 43.5211 | 59.8436 | 42.5005 | 0.44274 | 0.78984 | 0.60241 | 0.60241 | 0 | 0 | 0 | 0.60241 | 131.1134 | 0.15573 | 0 | 0 | 0.78984 | 0.63412 | 0.60241 | 0 | 0 | 0 | 4.5537 | 0 | 0 | 0 | 6 | 100 | 0.19714 | 0.66265 | 0.63187 | 0 | 5.3435
2007-02-12 16:00 | 0.29942 | 30.2347 | 67.1926 | 56.6414 | 0.30589 | 0.54571 | 1.2246 | 1.2246 | 0 | 0 | 0 | 1.2246 | 44.5635 | 0 | 0 | 0 | 0.54571 | 1.289 | 1.2246 | 0 | 0 | 0 | 4.5537 | 0 | 0.74331 | -0.74331 | 5.2165 | 86.9413 | 0.19714 | 1.347 | 0.43657 | 0 | 5.0994
2007-02-12 17:00 | 0.12082 | 16.3473 | 71.8028 | 71.0336 | 0.12165 | 0.21703 | 2.5323 | 2.5323 | 1.7 | 0 | 0.5202 | 2.5323 | 8.5706 | 0 | 0 | 0 | 0.21703 | 0.87607 | 0.83227 | 0 | 0 | 0.82591 | 3.8104 | 0 | 0.65904 | -0.65904 | 4.5218 | 75.3632 | 0.19714 | 2.7855 | 0.17363 | 1.7 | 4.0274
2007-02-12 18:00 | 0.037222 | 2.1493 | 74.8625 | 85.526 | 0.055924 | 0.099768 | 0 | 0 | 1.4526 | 0 | 0.45267 | 0 | 0 | 0 | 0 | 0 | 0.099768 | 0 | 0 | 1.4526 | 1.38 | 1.5582 | 3.1513 | 1.4798 | 0 | 1.4798 | 5.9256 | 98.7603 | 0.19723 | 0 | 0.079814 | 1.7 | 3.2511
2007-02-12 19:00 | 0 | 0 | 76.9064 | 90 | 0 | 0 | 0 | 0 | 0 | 0 | 0 | 0 | 0 | 0 | 0 | 0 | 0 | 0 | 0 | 0 | 0 | 0.078406 | 4.4831 | 0 | 0 | 0 | 5.9256 | 98.7603 | 0.19723 | 0 | 0 | 0 | 4.4831
2007-02-12 20:00 | 0 | 0 | 78.1332 | 90 | 0 | 0 | 1.1571 | 1.1571 | 0 | 0 | 0 | 1.1571 | 0 | 0 | 2.2204e-16 | 0 | 0 | 1.218 | 1.1571 | 0 | 0 | 0.078406 | 4.4831 | 0 | 1.218 | -1.218 | 4.6417 | 77.3616 | 0.19723 | 1.2728 | 0 | 0 | 4.4831
2007-02-12 21:00 | 0 | 0 | 78.4634 | 90 | 0 | 0 | 2.2092 | 2.2092 | 1.7 | 0 | 0.5202 | 2.2092 | 0 | 0 | 0 | 0 | 0 | 0.53598 | 0.50918 | 0 | 0 | 1.4318 | 3.2651 | 0 | 0.53598 | -0.53598 | 4.0767 | 67.9454 | 0.19723 | 2.4301 | 0 | 1.7 | 3.2651
2007-02-12 22:00 | 0 | 0 | 77.2983 | 90 | 0 | 0 | 0.53426 | 0.53426 | 1.7 | 0 | 0.5202 | 0.53426 | 0 | 0 | 0 | 0 | 0 | 0 | 0 | 1.1657 | 1.1075 | 2.0273 | 2.7291 | 1.1075 | 0 | 1.1075 | 5.1274 | 85.4557 | 0.19785 | 0.58769 | 0 | 1.7 | 2.7291
2007-02-12 23:00 | 0 | 0 | 71.9535 | 90 | 0 | 0 | 0.28283 | 0.28283 | 0 | 0 | 0 | 0.28283 | 0 | 0 | 5.5511e-17 | 0 | 0 | 0.29771 | 0.28283 | 0 | 0 | 0.91986 | 3.7258 | 0 | 0.29771 | -0.29771 | 4.8135 | 80.2254 | 0.19785 | 0.31111 | 0 | 0 | 3.7258
2007-02-13 | 0 | 0 | 40.3484 | 90 | 0 | 0 | 0.15205 | 0.15205 | 0 | 0 | 0 | 0.15205 | 0 | 0 | 0 | 0 | 0 | 0.16005 | 0.15205 | 0 | 0 | 1.2507 | 3.4281 | 0 | 0.16005 | -0.16005 | 4.6448 | 77.4137 | 0.19785 | 0.16725 | 0 | 0 | 3.4281
2007-02-13 01:00 | 0 | 0 | -61.6838 | 90 | 0 | 0 | 0 | 0 | 0 | 0 | 0 | 0 | 0 | 0 | 0 | 0 | 0 | 0 | 0 | 0 | 0 | 1.4285 | 3.2681 | 0 | 0 | 0 | 4.6448 | 77.4137 | 0.19785 | 0 | 0 | 0 | 3.2681
2007-02-13 02:00 | 0 | 0 | -75.6567 | 90 | 0 | 0 | 0.12933 | 0.12933 | 0 | 0 | 0 | 0.12933 | 0 | 0 | 0 | 0 | 0 | 0.13613 | 0.12933 | 0 | 0 | 1.4285 | 3.2681 | 0 | 0.13613 | -0.13613 | 4.5013 | 75.0221 | 0.19785 | 0.14226 | 0 | 0 | 3.2681
2007-02-13 03:00 | 0 | 0 | -78.501 | 90 | 0 | 0 | 0.10657 | 0.10657 | 0 | 0 | 0 | 0.10657 | 0 | 0 | 1.3878e-17 | 0 | 0 | 0.11218 | 0.10657 | 0 | 0 | 1.5797 | 3.1319 | 0 | 0.11218 | -0.11218 | 4.3831 | 73.0513 | 0.19785 | 0.11723 | 0 | 0 | 3.1319
2007-02-13 04:00 | 0 | 0 | -78.8545 | 90 | 0 | 0 | 0.25295 | 0.25295 | 0 | 0 | 0 | 0.25295 | 0 | 0 | 0 | 0 | 0 | 0.26626 | 0.25295 | 0 | 0 | 1.7044 | 3.0197 | 0 | 0.26626 | -0.26626 | 4.1024 | 68.3736 | 0.19785 | 0.27825 | 0 | 0 | 3.0197
2007-02-13 05:00 | 0 | 0 | -78.0975 | 90 | 0 | 0 | 0.12711 | 0.12711 | 0 | 0 | 0 | 0.12711 | 0 | 0 | 0 | 0 | 0 | 0.1338 | 0.12711 | 0 | 0 | 2.0002 | 2.7535 | 0 | 0.1338 | -0.1338 | 3.9614 | 66.023 | 0.19785 | 0.13982 | 0 | 0 | 2.7535
2007-02-13 06:00 | 8.7317e-05 | 0 | -76.5416 | 90 | 0 | 0 | 0.0062866 | 0.0062866 | 0 | 0 | 0 | 0.0062866 | 0 | 0 | 8.6736e-19 | 0 | 0 | 0.0066175 | 0.0062866 | 0 | 0 | 2.1489 | 2.6197 | 0 | 0.0066175 | -0.0066175 | 3.9544 | 65.9068 | 0.19785 | 0.0069153 | 0 | 0 | 2.6197
2007-02-13 07:00 | 0.08866 | 7.6842 | -74.1436 | 79.9466 | 0.098976 | 0.17657 | 2.0916 | 2.0916 | 1.7 | 0 | 0.5202 | 2.0916 | 8.4422 | 1.1102e-16 | 0 | 0 | 0.17657 | 0.41216 | 0.39155 | 0 | 0 | 2.1563 | 2.6131 | 0 | 0.23559 | -0.23559 | 3.7061 | 61.7679 | 0.19785 | 2.3007 | 0.14126 | 1.7 | 2.7896
2007-02-13 08:00 | 0.12872 | 21.8099 | -70.5919 | 65.4583 | 0.12861 | 0.22944 | 0.44651 | 0.44651 | 1.7 | 0 | 0.5202 | 0.44651 | 51.3851 | 0 | 0 | 0 | 0.22944 | 0 | 0 | 1.2535 | 1.1908 | 2.418 | 2.3775 | 1.4203 | 0 | 1.4203 | 5.0535 | 84.2241 | 0.19833 | 0.49116 | 0.18355 | 1.7 | 2.6069
2007-02-13 09:00 | 0.33633 | 35.5484 | -65.1585 | 51.1088 | 0.34177 | 0.60971 | 0.68466 | 0.68466 | 0 | 0 | 0 | 0.68466 | 89.0536 | 0 | 1.1102e-16 | 0 | 0.60971 | 0.72069 | 0.68466 | 0 | 0 | 0.99776 | 3.6557 | 0 | 0.11098 | -0.11098 | 4.9365 | 82.2744 | 0.19833 | 0.75313 | 0.48777 | 0 | 4.2654
2007-02-13 10:00 | 0.41737 | 48.5038 | -56.2184 | 37.1033 | 0.42165 | 0.75222 | 1.185 | 1.185 | 0 | 0 | 0 | 1.185 | 63.4784 | 0 | 0 | 0 | 0.75222 | 1.2474 | 1.185 | 0 | 0 | 1.1211 | 3.5447 | 0 | 0.49515 | -0.49515 | 4.4145 | 73.5755 | 0.19833 | 1.3035 | 0.60177 | 0 | 4.2969
2007-02-13 11:00 | 0.54558 | 59.6475 | -40.1073 | 24.0895 | 0.55459 | 0.98938 | 0 | 0 | 0 | 0 | 0 | 0 | 0 | 0 | 0 | 0 | 0.98938 | 0 | 0 | 0 | 0 | 1.6712 | 3.0496 | 0.98938 | 0 | 0.98938 | 5.3532 | 89.219 | 0.19744 | 0 | 0.79151 | 0 | 4.039
2007-02-13 12:00 | 0.61107 | 66.2665 | -11.2011 | 14.9704 | 0.62302 | 1.1115 | 1.121 | 1.121 | 0 | 0 | 0 | 1.121 | 99.148 | 0 | 0 | 0 | 1.1115 | 1.18 | 1.121 | 0 | 0 | 0.68185 | 3.94 | 0 | 0.068552 | -0.068552 | 5.2809 | 88.0147 | 0.19744 | 1.2331 | 0.88917 | 0 | 5.0515
2007-02-13 13:00 | 0.62169 | 64.5424 | 23.9511 | 17.5642 | 0.6355 | 1.1337 | 0.56721 | 0.56721 | 0 | 0 | 0 | 0.56721 | 199.8798 | 0 | 0 | 0 | 1.1337 | 0.59706 | 0.56721 | 0 | 0 | 0.75802 | 3.8715 | 0.53668 | 0 | 0.53668 | 5.79 | 96.5003 | 0.19696 | 0.62393 | 0.90699 | 0 | 5.0052
2007-02-13 14:00 | 0.55388 | 55.712 | 47.4909 | 28.8681 | 0.56592 | 1.0096 | 0 | 0 | 0 | 0 | 0 | 0 | 0 | 0.78826 | 0 | 0 | 1.0096 | 0 | 0 | 0 | 0 | 0.22134 | 4.3545 | 0.22134 | 0 | 0.22134 | 6 | 100 | 0.19677 | 0 | 0.80768 | 0 | 5.3641
2007-02-13 15:00 | 0.48884 | 43.677 | 60.2268 | 42.4037 | 0.50389 | 0.89895 | 0.2532 | 0.2532 | 0 | 0 | 0 | 0.2532 | 355.0366 | 0.63242 | 0 | 0 | 0.89895 | 0.26652 | 0.2532 | 0 | 0 | 0 | 4.5537 | 0 | 0 | 0 | 6 | 100 | 0.19677 | 0.27852 | 0.71916 | 0 | 5.4526
2007-02-13 16:00 | 0.21347 | 30.3494 | 67.5365 | 56.5799 | 0.21384 | 0.38149 | 1.3266 | 1.3266 | 0.96423 | 0 | 0.31933 | 1.3266 | 28.7562 | 1.1102e-16 | 0 | 0 | 0.38149 | 0.38149 | 0.36242 | 0 | 0 | 0 | 4.5537 | 0 | 0 | 0 | 6 | 100 | 0.19677 | 1.4593 | 0.30519 | 1.7 | 4.9352
2007-02-13 17:00 | 0.081664 | 16.4326 | 72.1225 | 70.9978 | 0.081552 | 0.14549 | 0 | 0 | 0 | 0 | 0 | 0 | 0 | 0.14549 | 0 | 0 | 0.14549 | 0 | 0 | 0 | 0 | 0 | 4.5537 | 0 | 0 | 0 | 6 | 100 | 0.19677 | 0 | 0.11639 | 0 | 4.6992
2007-02-13 18:00 | 0.035694 | 2.2116 | 75.1749 | 85.5119 | 0.050115 | 0.089406 | 3.06 | 3.06 | 1.7 | 0 | 0.5202 | 3.06 | 2.9218 | 0 | 0 | 0.28598 | 0.089406 | 1.4316 | 1.36 | 0 | 0 | 0 | 4.5537 | 0 | 1.3422 | -1.3422 | 4.5853 | 76.4208 | 0.19677 | 3.366 | 0.071524 | 1.7 | 4.6431
2007-02-13 19:00 | 0 | 0 | 77.2291 | 90 | 0 | 0 | 1.9237 | 1.9237 | 1.7 | 0 | 0.5202 | 1.9237 | 0 | 0 | 0 | 0 | 0 | 0.23552 | 0.22374 | 0 | 0 | 1.4913 | 3.2115 | 0 | 0.23552 | -0.23552 | 4.337 | 72.2832 | 0.19677 | 2.1161 | 0 | 1.7 | 3.2115
2007-02-13 20:00 | 0 | 0 | 78.4884 | 90 | 0 | 0 | 0.49734 | 0.49734 | 1.7 | 0 | 0.5202 | 0.49734 | 0 | 0 | 0 | 0 | 0 | 0 | 0 | 1.2027 | 1.1425 | 1.753 | 2.976 | 1.1425 | 0 | 1.1425 | 5.4209 | 90.3481 | 0.1974 | 0.54707 | 0 | 1.7 | 2.976
2007-02-13 21:00 | 0 | 0 | 78.8864 | 90 | 0 | 0 | 0 | 0 | 0 | 0 | 0 | 0 | 0 | 0 | 0 | 0 | 0 | 0 | 0 | 0 | 0 | 0.61044 | 4.0043 | 0 | 0 | 0 | 5.4209 | 90.3481 | 0.1974 | 0 | 0 | 0 | 4.0043
2007-02-13 22:00 | 0 | 0 | 77.862 | 90 | 0 | 0 | 0 | 0 | 0 | 0 | 0 | 0 | 0 | 0 | 0 | 0 | 0 | 0 | 0 | 0 | 0 | 0.61044 | 4.0043 | 0 | 0 | 0 | 5.4209 | 90.3481 | 0.1974 | 0 | 0 | 0 | 4.0043
2007-02-13 23:00 | 0 | 0 | 72.8654 | 90 | 0 | 0 | 0 | 0 | 0 | 0 | 0 | 0 | 0 | 0 | 0 | 0 | 0 | 0 | 0 | 0 | 0 | 0.61044 | 4.0043 | 0 | 0 | 0 | 5.4209 | 90.3481 | 0.1974 | 0 | 0 | 0 | 4.0043
2007-02-14 | 0 | 0 | 42.2019 | 90 | 0 | 0 | 0.24038 | 0.24038 | 0 | 0 | 0 | 0.24038 | 0 | 0 | 0 | 0 | 0 | 0.25303 | 0.24038 | 0 | 0 | 0.61044 | 4.0043 | 0 | 0.25303 | -0.25303 | 5.1542 | 85.9029 | 0.1974 | 0.26441 | 0 | 0 | 4.0043
2007-02-14 01:00 | 0 | 0 | -63.1512 | 90 | 0 | 0 | 0.1771 | 0.1771 | 0 | 0 | 0 | 0.1771 | 0 | 0 | 2.7756e-17 | 0 | 0 | 0.18642 | 0.1771 | 0 | 0 | 0.89158 | 3.7513 | 0 | 0.18642 | -0.18642 | 4.9577 | 82.6278 | 0.1974 | 0.19481 | 0 | 0 | 3.7513
2007-02-14 02:00 | 0 | 0 | -76.3992 | 90 | 0 | 0 | 0.35153 | 0.35153 | 0 | 0 | 0 | 0.35153 | 0 | 0 | 0 | 0 | 0 | 0.37003 | 0.35153 | 0 | 0 | 1.0987 | 3.5648 | 0 | 0.37003 | -0.37003 | 4.5676 | 76.1271 | 0.1974 | 0.38668 | 0 | 0 | 3.5648
2007-02-14 03:00 | 0 | 0 | -79.0035 | 90 | 0 | 0 | 0.29851 | 0.29851 | 0 | 0 | 0 | 0.29851 | 0 | 0 | 5.5511e-17 | 0 | 0 | 0.31422 | 0.29851 | 0 | 0 | 1.5099 | 3.1948 | 0 | 0.31422 | -0.31422 | 4.2364 | 70.6069 | 0.1974 | 0.32836 | 0 | 0 | 3.1948
2007-02-14 04:00 | 0 | 0 | -79.2512 | 90 | 0 | 0 | 0.53347 | 0.53347 | 0 | 0 | 0 | 0.53347 | 0 | 0 | 0 | 0 | 0 | 0.56155 | 0.53347 | 0 | 0 | 1.859 | 2.8806 | 0 | 0.56155 | -0.56155 | 3.6445 | 60.7415 | 0.1974 | 0.58682 | 0 | 0 | 2.8806
2007-02-14 05:00 | 0 | 0 | -78.4425 | 90 | 0 | 0 | 0.23549 | 0.23549 | 0 | 0 | 0 | 0.23549 | 0 | 0 | 2.7756e-17 | 0 | 0 | 0.24788 | 0.23549 | 0 | 0 | 2.4829 | 2.319 | 0 | 0.24788 | -0.24788 | 3.3832 | 56.3866 | 0.1974 | 0.25904 | 0 | 0 | 2.319
2007-02-14 06:00 | 0.00016168 | 0 | -76.8639 | 90 | 0 | 0 | 0.2743 | 0.2743 | 0 | 0 | 0 | 0.2743 | 0 | 0 | 0 | 0 | 0 | 0.28874 | 0.2743 | 0 | 0 | 2.7584 | 2.0712 | 0 | 0.28874 | -0.28874 | 3.0788 | 51.314 | 0.1974 | 0.30173 | 0 | 0 | 2.0712
2007-02-14 07:00 | 0.099664 | 7.7433 | -74.4636 | 79.937 | 0.1153 | 0.2057 | 1.3784 | 1.3784 | 1.7 | 0 | 0.5202 | 1.3784 | 14.9229 | 0 | 0 | 0 | 0.2057 | 0 | 0 | 0.32157 | 0.30549 | 3.0792 | 1.7824 | 0.51119 | 0 | 0.51119 | 3.5638 | 59.3967 | 0.19765 | 1.5163 | 0.16456 | 1.7 | 1.9881
2007-02-14 08:00 | 0.27742 | 21.894 | -70.9273 | 65.426 | 0.29432 | 0.52506 | 1.4875 | 1.4875 | 1.7 | 0 | 0.5202 | 1.4875 | 35.2973 | 0 | 0 | 0 | 0.52506 | 0 | 0 | 0.21246 | 0.20183 | 2.568 | 2.2425 | 0.7269 | 0 | 0.7269 | 4.2534 | 70.8899 | 0.19797 | 1.6363 | 0.42005 | 1.7 | 2.7676
2007-02-14 09:00 | 0.57662 | 35.6662 | -65.5277 | 51.0481 | 0.61734 | 1.1013 | 1.3013 | 1.3013 | 1.7 | 0 | 0.5202 | 1.3013 | 84.6325 | 5.5511e-17 | 0 | 0 | 1.1013 | 0 | 0 | 0.39868 | 0.37874 | 1.8411 | 2.8967 | 1.4801 | 0 | 1.4801 | 5.6575 | 94.2921 | 0.19839 | 1.4315 | 0.88107 | 1.7 | 3.9981
2007-02-14 10:00 | 0.71666 | 48.6705 | -56.6358 | 37.0005 | 0.75635 | 1.3493 | 1.7643 | 1.7643 | 0.82541 | 0 | 0.28144 | 1.7643 | 76.4786 | 0 | 0 | 0 | 1.3493 | 0.98833 | 0.93892 | 0 | 0 | 0.361 | 4.2288 | 0.361 | 0 | 0.361 | 6 | 100 | 0.19853 | 1.9408 | 1.0795 | 1.7 | 5.5781
2007-02-14 11:00 | 0.98049 | 59.887 | -40.5362 | 23.9116 | 1.0341 | 1.8449 | 0.68329 | 0.68329 | 0 | 0 | 0 | 0.68329 | 270.0035 | 1.1257 | 0 | 0 | 1.8449 | 0.71925 | 0.68329 | 0 | 0 | 0 | 4.5537 | 0 | 0 | 0 | 6 | 100 | 0.19853 | 0.75162 | 1.4759 | 0 | 6.3986
2007-02-14 12:00 | 1.0774 | 66.5815 | -11.3731 | 14.6659 | 1.134 | 2.023 | 1.6926 | 1.6926 | 0.425 | 0 | 0.17213 | 1.6926 | 119.5238 | 0.68874 | 0 | 0 | 2.023 | 1.3343 | 1.2676 | 0 | 0 | 0 | 4.5537 | 0 | 0 | 0 | 6 | 100 | 0.19853 | 1.8618 | 1.6184 | 1.7 | 6.5767
2007-02-14 13:00 | 1.0168 | 64.8376 | 24.2549 | 17.3037 | 1.0705 | 1.9098 | 1.884 | 1.884 | 0.50399 | 0 | 0.19369 | 1.884 | 101.3711 | 0.45719 | 0 | 0 | 1.9098 | 1.4526 | 1.38 | 0 | 0 | 0 | 4.5537 | 0 | 0 | 0 | 6 | 100 | 0.19853 | 2.0724 | 1.5279 | 1.7 | 6.4635
2007-02-14 14:00 | 0.96029 | 55.9276 | 47.9178 | 28.7168 | 1.0148 | 1.8104 | 0.90814 | 0.90814 | 0 | 0 | 0 | 0.90814 | 199.3487 | 0.85443 | 0 | 0 | 1.8104 | 0.95594 | 0.90814 | 0 | 0 | 0 | 4.5537 | 0 | 0 | 0 | 6 | 100 | 0.19853 | 0.99896 | 1.4483 | 0 | 6.3641
2007-02-14 15:00 | 0.74056 | 43.8308 | 60.6192 | 42.3105 | 0.78829 | 1.4063 | 0 | 0 | 0 | 0 | 0 | 0 | 0 | 1.4063 | 0 | 0 | 1.4063 | 0 | 0 | 0 | 0 | 0 | 4.5537 | 0 | 0 | 0 | 6 | 100 | 0.19853 | 0 | 1.1251 | 0 | 5.96
2007-02-14 16:00 | 0.44546 | 30.4618 | 67.887 | 56.522 | 0.47572 | 0.84869 | 0 | 0 | 0 | 0 | 0 | 0 | 0 | 0.84869 | 0 | 0 | 0.84869 | 0 | 0 | 0 | 0 | 0 | 4.5537 | 0 | 0 | 0 | 6 | 100 | 0.19853 | 0 | 0.67895 | 0 | 5.4024
2007-02-14 17:00 | 0.15632 | 16.5154 | 72.4475 | 70.9653 | 0.16042 | 0.28619 | 0 | 0 | 0 | 0 | 0 | 0 | 0 | 0.28619 | 0 | 0 | 0.28619 | 0 | 0 | 0 | 0 | 0 | 4.5537 | 0 | 0 | 0 | 6 | 100 | 0.19853 | 0 | 0.22895 | 0 | 4.8399
2007-02-14 18:00 | 0.01949 | 2.2715 | 75.492 | 85.501 | 0.020094 | 0.035847 | 1.3924 | 1.3924 | 1.3584 | 0 | 0.42694 | 1.3924 | 2.5744 | 0 | 0 | 0 | 0.035847 | 0.035847 | 0.034055 | 0 | 0 | 0 | 4.5537 | 0 | 0 | 0 | 6 | 100 | 0.19853 | 1.5317 | 0.028678 | 1.7 | 4.5895
2007-02-14 19:00 | 0 | 0 | 77.5564 | 90 | 0 | 0 | 1.1459 | 1.1459 | 0 | 0 | 0 | 1.1459 | 0 | 0 | 0 | 0 | 0 | 1.2062 | 1.1459 | 0 | 0 | 0 | 4.5537 | 0 | 1.2062 | -1.2062 | 4.7285 | 78.8087 | 0.19853 | 1.2605 | 0 | 0 | 4.5537
2007-02-14 20:00 | 0 | 0 | 78.8483 | 90 | 0 | 0 | 1.2849 | 1.2849 | 1.7 | 0 | 0.5202 | 1.2849 | 0 | 0 | 0 | 0 | 0 | 0 | 0 | 0.41514 | 0.39439 | 1.3403 | 3.3475 | 0.39439 | 0 | 0.39439 | 5.1027 | 85.0445 | 0.19874 | 1.4133 | 0 | 1.7 | 3.3475
2007-02-14 21:00 | 0 | 0 | 79.3149 | 90 | 0 | 0 | 1.0221 | 1.0221 | 0 | 0 | 0 | 1.0221 | 0 | 0 | 0 | 0 | 0 | 1.0759 | 1.0221 | 0 | 0 | 0.94587 | 3.7024 | 0 | 1.0759 | -1.0759 | 3.9686 | 66.1433 | 0.19874 | 1.1243 | 0 | 0 | 3.7024
2007-02-14 22:00 | 0 | 0 | 78.4334 | 90 | 0 | 0 | 0.23192 | 0.23192 | 0 | 0 | 0 | 0.23192 | 0 | 0 | 2.7756e-17 | 0 | 0 | 0.24413 | 0.23192 | 0 | 0 | 2.1413 | 2.6265 | 0 | 0.24413 | -0.24413 | 3.7113 | 61.8544 | 0.19874 | 0.25511 | 0 | 0 | 2.6265
2007-02-14 23:00 | 0 | 0 | 73.7933 | 90 | 0 | 0 | 0 | 0 | 0 | 0 | 0 | 0 | 0 | 0 | 0 | 0 | 0 | 0 | 0 | 0 | 0 | 2.4125 | 2.3824 | 0 | 0 | 0 | 3.7113 | 61.8544 | 0.19874 | 0 | 0 | 0 | 2.3824
2007-02-15 | 0 | 0 | 44.1944 | 90 | 0 | 0 | 0.34323 | 0.34323 | 0 | 0 | 0 | 0.34323 | 0 | 0 | 0 | 0 | 0 | 0.36129 | 0.34323 | 0 | 0 | 2.4125 | 2.3824 | 0 | 0.36129 | -0.36129 | 3.3304 | 55.5071 | 0.19874 | 0.37755 | 0 | 0 | 2.3824
2007-02-15 01:00 | 0 | 0 | -64.6806 | 90 | 0 | 0 | 0.28954 | 0.28954 | 0 | 0 | 0 | 0.28954 | 0 | 0 | 0 | 0 | 0 | 0.30478 | 0.28954 | 0 | 0 | 2.814 | 2.0211 | 0 | 0.30478 | -0.30478 | 3.0092 | 50.1527 | 0.19874 | 0.31849 | 0 | 0 | 2.0211
2007-02-15 02:00 | 0 | 0 | -77.155 | 90 | 0 | 0 | 0.15409 | 0.15409 | 0 | 0 | 0 | 0.15409 | 0 | 0 | 0 | 0 | 0 | 0.1622 | 0.15409 | 0 | 0 | 3.1526 | 1.7163 | 0 | 0.1622 | -0.1622 | 2.8382 | 47.3032 | 0.19874 | 0.1695 | 0 | 0 | 1.7163
2007-02-15 03:00 | 0 | 0 | -79.513 | 90 | 0 | 0 | 0.10933 | 0.10933 | 0 | 0 | 0 | 0.10933 | 0 | 0 | 1.3878e-17 | 0 | 0 | 0.11508 | 0.10933 | 0 | 0 | 3.3328 | 1.5541 | 0 | 0.11508 | -0.11508 | 2.7169 | 45.2814 | 0.19874 | 0.12026 | 0 | 0 | 1.5541
2007-02-15 04:00 | 0 | 0 | -79.6529 | 90 | 0 | 0 | 0.24477 | 0.24477 | 0 | 0 | 0 | 0.24477 | 0 | 0 | 2.7756e-17 | 0 | 0 | 0.25766 | 0.24477 | 0 | 0 | 3.4607 | 1.439 | 0 | 0.25766 | -0.25766 | 2.4453 | 40.7548 | 0.19874 | 0.26925 | 0 | 0 | 1.439
2007-02-15 05:00 | 0 | 0 | -78.7916 | 90 | 0 | 0 | 0.74238 | 0.74238 | 0 | 0 | 0 | 0.74238 | 0 | 0 | 1.1102e-16 | 0 | 0 | 0.78145 | 0.74238 | 0 | 0 | 3.747 | 1.1814 | 0 | 0.78145 | -0.78145 | 1.6216 | 27.0261 | 0.19874 | 0.81662 | 0 | 0 | 1.1814
2007-02-15 06:00 | 0.00028595 | 0 | -77.1899 | 90 | 0 | 0 | 0.25634 | 0.25634 | 0 | 0 | 0 | 0.25634 | 0 | 0 | 0 | 0 | 0 | 0.26983 | 0.25634 | 0 | 0 | 4.6153 | 0.39993 | 0 | 0.26983 | -0.26983 | 1.3371 | 22.2857 | 0.19874 | 0.28197 | 0 | 0 | 0.39993
2007-02-15 07:00 | 0.14808 | 7.8059 | -74.7871 | 79.9244 | 0.18841 | 0.33613 | 0.0942 | 0.0942 | 0 | 0 | 0 | 0.0942 | 356.8282 | 0 | 0 | 0 | 0.33613 | 0.099158 | 0.0942 | 0 | 0 | 4.9151 | 0.1301 | 0.23697 | 0 | 0.23697 | 1.562 | 26.0326 | 0.19853 | 0.10362 | 0.26891 | 0 | 0.46623
2007-02-15 08:00 | 0.37283 | 21.9816 | -71.2664 | 65.391 | 0.41085 | 0.73296 | 0.14746 | 0.14746 | 0 | 0 | 0 | 0.14746 | 497.0551 | 0 | 0 | 0 | 0.73296 | 0.15522 | 0.14746 | 0 | 0 | 4.6781 | 0.34338 | 0.57774 | 0 | 0.57774 | 2.11 | 35.1673 | 0.19803 | 0.16221 | 0.58637 | 0 | 1.0763
2007-02-15 09:00 | 0.63349 | 35.7873 | -65.9013 | 50.9848 | 0.67967 | 1.2125 | 0 | 0 | 0 | 0 | 0 | 0 | 0 | 0 | 0 | 0 | 1.2125 | 0 | 0 | 0 | 0 | 4.1004 | 0.86334 | 1.2125 | 0 | 1.2125 | 3.2603 | 54.339 | 0.19697 | 0 | 0.97002 | 0 | 2.0759
2007-02-15 10:00 | 0.78563 | 48.8405 | -57.0587 | 36.8956 | 0.83164 | 1.4836 | 0 | 0 | 0 | 0 | 0 | 0 | 0 | 0 | 0 | 0 | 1.4836 | 0 | 0 | 0 | 0 | 2.8879 | 1.9546 | 1.4836 | 0 | 1.4836 | 4.6679 | 77.7975 | 0.1957 | 0 | 1.1869 | 0 | 3.4383
2007-02-15 11:00 | 0.81222 | 60.1302 | -40.9722 | 23.7316 | 0.85078 | 1.5178 | 1.3041 | 1.3041 | 1.1962 | 0 | 0.38267 | 1.3041 | 116.3845 | 0 | 0 | 0 | 1.5178 | 0.11358 | 0.1079 | 0 | 0 | 1.4042 | 3.2899 | 1.4042 | 0 | 1.4042 | 6 | 100 | 0.19552 | 1.4345 | 1.2142 | 1.7 | 4.8077
2007-02-15 12:00 | 1.0075 | 66.901 | -11.544 | 14.3573 | 1.059 | 1.8892 | 2.116 | 2.116 | 0.73597 | 0 | 0.25702 | 2.116 | 89.2817 | 0.43655 | 0 | 0 | 1.8892 | 1.4526 | 1.38 | 0 | 0 | 0 | 4.5537 | 0 | 0 | 0 | 6 | 100 | 0.19552 | 2.3276 | 1.5113 | 1.7 | 6.4429
2007-02-15 13:00 | 1.0435 | 65.1346 | 24.5763 | 17.0438 | 1.0977 | 1.9582 | 1.708 | 1.708 | 0.425 | 0 | 0.17213 | 1.708 | 114.6512 | 0.60771 | 0 | 0 | 1.9582 | 1.3505 | 1.283 | 0 | 0 | 0 | 4.5537 | 0 | 0 | 0 | 6 | 100 | 0.19552 | 1.8788 | 1.5666 | 1.7 | 6.5119
2007-02-15 14:00 | 0.90203 | 56.142 | 48.3588 | 28.5689 | 0.95175 | 1.6979 | 4.1396 | 3.08 | 1.7 | 0 | 0.5202 | 3.08 | 55.1276 | 0.2453 | 1.0596 | 1.4735 | 1.6979 | 1.4526 | 1.38 | 0 | 0 | 0 | 4.5537 | 0 | 0 | 0 | 6 | 100 | 0.19552 | 4.5535 | 1.3583 | 1.7 | 6.2516
2007-02-15 15:00 | 0.74875 | 43.9824 | 61.0207 | 42.2211 | 0.79615 | 1.4203 | 0 | 0 | 0 | 0 | 0 | 0 | 0 | 1.4203 | 0 | 0 | 1.4203 | 0 | 0 | 0 | 0 | 0 | 4.5537 | 0 | 0 | 0 | 6 | 100 | 0.19552 | 0 | 1.1363 | 0 | 5.974
2007-02-15 16:00 | 0.48267 | 30.5716 | 68.244 | 56.4675 | 0.5186 | 0.92518 | 0.68128 | 0.68128 | 0 | 0 | 0 | 0.68128 | 135.8 | 0.20804 | 0 | 0 | 0.92518 | 0.71714 | 0.68128 | 0 | 0 | 0 | 4.5537 | 0 | 0 | 0 | 6 | 100 | 0.19552 | 0.74941 | 0.74014 | 0 | 5.4789
2007-02-15 17:00 | 0.26507 | 16.5956 | 72.7777 | 70.9363 | 0.297 | 0.52985 | 0 | 0 | 0 | 0 | 0 | 0 | 0 | 0.52985 | 0 | 0 | 0.52985 | 0 | 0 | 0 | 0 | 0 | 4.5537 | 0 | 0 | 0 | 6 | 100 | 0.19552 | 0 | 0.42388 | 0 | 5.0835
2007-02-15 18:00 | 0.03398 | 2.3289 | 75.8138 | 85.4933 | 0.043709 | 0.077977 | 0.40143 | 0.40143 | 0 | 0 | 0 | 0.40143 | 19.4245 | 0 | 5.5511e-17 | 0 | 0.077977 | 0.42256 | 0.40143 | 0 | 0 | 0 | 4.5537 | 0 | 0.34459 | -0.34459 | 5.6368 | 93.9463 | 0.19552 | 0.44158 | 0.062381 | 0 | 4.6317
2007-02-15 19:00 | 0 | 0 | 77.8881 | 90 | 0 | 0 | 1.6091 | 1.6091 | 1.7 | 0 | 0.5202 | 1.6091 | 0 | -1.3878e-17 | 0 | 0 | 0 | 0 | 0 | 0.090929 | 0.086382 | 0.38287 | 4.2091 | 0.086382 | 0 | 0.086382 | 5.7187 | 95.3121 | 0.19557 | 1.77 | 0 | 1.7 | 4.2091
2007-02-15 20:00 | 0 | 0 | 79.213 | 90 | 0 | 0 | 0.60133 | 0.60133 | 0 | 0 | 0 | 0.60133 | 0 | 0 | 1.1102e-16 | 0 | 0 | 0.63298 | 0.60133 | 0 | 0 | 0.29649 | 4.2868 | 0 | 0.63298 | -0.63298 | 5.0515 | 84.1918 | 0.19557 | 0.66146 | 0 | 0 | 4.2868
2007-02-15 21:00 | 0 | 0 | 79.7489 | 90 | 0 | 0 | 0.91445 | 0.91445 | 0 | 0 | 0 | 0.91445 | 0 | 0 | 1.1102e-16 | 0 | 0 | 0.96258 | 0.91445 | 0 | 0 | 0.9998 | 3.6539 | 0 | 0.96258 | -0.96258 | 4.0369 | 67.281 | 0.19557 | 1.0059 | 0 | 0 | 3.6539
2007-02-15 22:00 | 0 | 0 | 79.0122 | 90 | 0 | 0 | 0.39323 | 0.39323 | 0 | 0 | 0 | 0.39323 | 0 | 0 | 5.5511e-17 | 0 | 0 | 0.41393 | 0.39323 | 0 | 0 | 2.0693 | 2.6913 | 0 | 0.41393 | -0.41393 | 3.6005 | 60.009 | 0.19557 | 0.43256 | 0 | 0 | 2.6913
2007-02-15 23:00 | 0 | 0 | 74.737 | 90 | 0 | 0 | 0.12745 | 0.12745 | 0 | 0 | 0 | 0.12745 | 0 | 0 | 0 | 0 | 0 | 0.13416 | 0.12745 | 0 | 0 | 2.5293 | 2.2774 | 0 | 0.13416 | -0.13416 | 3.4591 | 57.6521 | 0.19557 | 0.1402 | 0 | 0 | 2.2774
2007-02-16 | 0 | 0 | 46.3406 | 90 | 0 | 0 | 0.27975 | 0.27975 | 0 | 0 | 0 | 0.27975 | 0 | 0 | 0 | 0 | 0 | 0.29447 | 0.27975 | 0 | 0 | 2.6783 | 2.1432 | 0 | 0.29447 | -0.29447 | 3.1487 | 52.4787 | 0.19557 | 0.30772 | 0 | 0 | 2.1432
2007-02-16 01:00 | 0 | 0 | -66.2714 | 90 | 0 | 0 | 0.028863 | 0.028863 | 0 | 0 | 0 | 0.028863 | 0 | 0 | 3.4694e-18 | 0 | 0 | 0.030382 | 0.028863 | 0 | 0 | 3.0055 | 1.8487 | 0 | 0.030382 | -0.030382 | 3.1167 | 51.9449 | 0.19557 | 0.03175 | 0 | 0 | 1.8487
2007-02-16 02:00 | 0 | 0 | -77.9238 | 90 | 0 | 0 | 0.316 | 0.316 | 0 | 0 | 0 | 0.316 | 0 | 0 | 0 | 0 | 0 | 0.33263 | 0.316 | 0 | 0 | 3.0393 | 1.8183 | 0 | 0.33263 | -0.33263 | 2.7661 | 46.1012 | 0.19557 | 0.3476 | 0 | 0 | 1.8183
2007-02-16 03:00 | 0 | 0 | -80.0292 | 90 | 0 | 0 | 0 | 0 | 0 | 0 | 0 | 0 | 0 | 0 | 0 | 0 | 0 | 0 | 0 | 0 | 0 | 3.4089 | 1.4857 | 0 | 0 | 0 | 2.7661 | 46.1012 | 0.19557 | 0 | 0 | 0 | 1.4857
2007-02-16 04:00 | 0 | 0 | -80.0594 | 90 | 0 | 0 | 0.35885 | 0.35885 | 0 | 0 | 0 | 0.35885 | 0 | 0 | 0 | 0 | 0 | 0.37773 | 0.35885 | 0 | 0 | 3.4089 | 1.4857 | 0 | 0.37773 | -0.37773 | 2.3679 | 39.4652 | 0.19557 | 0.39473 | 0 | 0 | 1.4857
2007-02-16 05:00 | 0 | 0 | -79.1445 | 90 | 0 | 0 | 0.32392 | 0.32392 | 0 | 0 | 0 | 0.32392 | 0 | 0 | 0 | 0 | 0 | 0.34097 | 0.32392 | 0 | 0 | 3.8286 | 1.108 | 0 | 0.34097 | -0.34097 | 2.0085 | 33.475 | 0.19557 | 0.35631 | 0 | 0 | 1.108
2007-02-16 06:00 | 0.00032524 | 0 | -77.5195 | 90 | 0 | 0 | 0.51708 | 0.51708 | 0 | 0 | 0 | 0.51708 | 0 | 0 | 1.1102e-16 | 0 | 0 | 0.5443 | 0.51708 | 0 | 0 | 4.2074 | 0.76701 | 0 | 0.5443 | -0.5443 | 1.4348 | 23.9128 | 0.19557 | 0.56879 | 0 | 0 | 0.76701
2007-02-16 07:00 | 0.13807 | 7.8721 | -75.114 | 79.9088 | 0.17324 | 0.30906 | 0.094905 | 0.094905 | 0 | 0 | 0 | 0.094905 | 325.6566 | 0 | 0 | 0 | 0.30906 | 0.0999 | 0.094905 | 0 | 0 | 4.8122 | 0.22272 | 0.20916 | 0 | 0.20916 | 1.6332 | 27.2199 | 0.19539 | 0.1044 | 0.24725 | 0 | 0.53178
2007-02-16 08:00 | 0.42518 | 22.0726 | -71.6093 | 65.3533 | 0.46976 | 0.83806 | 1.8187 | 1.8187 | 1.7 | 0 | 0.5202 | 1.8187 | 46.0804 | 0 | 0 | 0 | 0.83806 | 0.12493 | 0.11868 | 0 | 0 | 4.603 | 0.41097 | 0.71313 | 0 | 0.71313 | 2.3097 | 38.4955 | 0.19568 | 2.0005 | 0.67044 | 1.7 | 1.249
2007-02-16 09:00 | 0.68328 | 35.9117 | -66.2793 | 50.9193 | 0.7325 | 1.3068 | 1.153 | 1.153 | 1.7 | 0 | 0.5202 | 1.153 | 113.3333 | 0 | 0 | 0 | 1.3068 | 0 | 0 | 0.54696 | 0.51961 | 3.8899 | 1.0528 | 1.8264 | 0 | 1.8264 | 4.0424 | 67.3732 | 0.1958 | 1.2683 | 1.0454 | 1.7 | 2.3596
2007-02-16 10:00 | 0.86935 | 49.0137 | -57.4873 | 36.7887 | 0.92042 | 1.642 | 1.6468 | 1.6468 | 1.7 | 0 | 0.5202 | 1.6468 | 99.7088 | 0 | 0 | 0 | 1.642 | 0 | 0 | 0.053185 | 0.050525 | 2.0635 | 2.6965 | 1.6925 | 0 | 1.6925 | 5.6481 | 94.1346 | 0.19604 | 1.8115 | 1.3136 | 1.7 | 4.3386
2007-02-16 11:00 | 1.0448 | 60.377 | -41.4155 | 23.5499 | 1.1002 | 1.9628 | 4.262 | 3.08 | 1.7 | 0 | 0.5202 | 3.08 | 63.7259 | 0.13917 | 1.182 | 1.6082 | 1.9628 | 1.4526 | 1.38 | 0 | 0 | 0.37096 | 4.2198 | 0.37096 | 0 | 0.37096 | 6 | 100 | 0.19573 | 4.6882 | 1.5702 | 1.7 | 6.1826
2007-02-16 12:00 | 1.1136 | 67.225 | -11.7137 | 14.0446 | 1.1701 | 2.0874 | 1.3081 | 1.3081 | 0.425 | 0 | 0.17213 | 1.3081 | 159.5764 | 1.1578 | 0 | 0 | 2.0874 | 0.92959 | 0.88311 | 0 | 0 | 0 | 4.5537 | 0 | 0 | 0 | 6 | 100 | 0.19573 | 1.4389 | 1.6699 | 1.7 | 6.6411
2007-02-16 13:00 | 0.94893 | 65.4331 | 24.9157 | 16.785 | 0.99611 | 1.7771 | 4.052 | 3.08 | 1.7 | 0 | 0.5202 | 3.08 | 57.6968 | 0.32443 | 0.97196 | 1.3772 | 1.7771 | 1.4526 | 1.38 | 0 | 0 | 0 | 4.5537 | 0 | 0 | 0 | 6 | 100 | 0.19573 | 4.4572 | 1.4216 | 1.7 | 6.3308
2007-02-16 14:00 | 0.89838 | 56.3551 | 48.8138 | 28.4248 | 0.94682 | 1.6891 | 0.90521 | 0.90521 | 0 | 0 | 0 | 0.90521 | 186.6006 | 0.73627 | 0 | 0 | 1.6891 | 0.95285 | 0.90521 | 0 | 0 | 0 | 4.5537 | 0 | 0 | 0 | 6 | 100 | 0.19573 | 0.99573 | 1.3513 | 0 | 6.2428
2007-02-16 15:00 | 0.76409 | 44.1317 | 61.4312 | 42.1354 | 0.81164 | 1.448 | 0.35371 | 0.35371 | 0 | 0 | 0 | 0.35371 | 409.363 | 1.0756 | 0 | 0 | 1.448 | 0.37233 | 0.35371 | 0 | 0 | 0 | 4.5537 | 0 | 0 | 0 | 6 | 100 | 0.19573 | 0.38908 | 1.1584 | 0 | 6.0017
2007-02-16 16:00 | 0.49247 | 30.6789 | 68.6074 | 56.4167 | 0.529 | 0.94374 | 0.65869 | 0.65869 | 0 | 0 | 0 | 0.65869 | 143.2748 | 0.25038 | 0 | 0 | 0.94374 | 0.69336 | 0.65869 | 0 | 0 | 0 | 4.5537 | 0 | 0 | 0 | 6 | 100 | 0.19573 | 0.72456 | 0.75499 | 0 | 5.4974
2007-02-16 17:00 | 0.21828 | 16.6733 | 73.1131 | 70.9106 | 0.23553 | 0.42019 | 0.70601 | 0.70601 | 0 | 0 | 0 | 0.70601 | 59.5154 | 0 | 0 | 0 | 0.42019 | 0.74317 | 0.70601 | 0 | 0 | 0 | 4.5537 | 0 | 0.32299 | -0.32299 | 5.6596 | 94.3257 | 0.19573 | 0.77662 | 0.33615 | 0 | 4.9739
2007-02-16 18:00 | 0.025509 | 2.384 | 76.1401 | 85.4887 | 0.027613 | 0.049262 | 1.7279 | 1.7279 | 1.7 | 0 | 0.5202 | 1.7279 | 2.8509 | 0 | 0 | 0 | 0.049262 | 0.029416 | 0.027945 | 0 | 0 | 0.35887 | 4.2307 | 0.019846 | 0 | 0.019846 | 5.6784 | 94.6395 | 0.19574 | 1.9007 | 0.039409 | 1.7 | 4.28
2007-02-16 19:00 | 0 | 0 | 78.2242 | 90 | 0 | 0 | 1.0994 | 1.0994 | 0 | 0 | 0 | 1.0994 | 0 | 0 | 2.2204e-16 | 0 | 0 | 1.1573 | 1.0994 | 0 | 0 | 0.33903 | 4.2486 | 0 | 1.1573 | -1.1573 | 4.4585 | 74.3085 | 0.19574 | 1.2093 | 0 | 0 | 4.2486
2007-02-16 20:00 | 0 | 0 | 79.5822 | 90 | 0 | 0 | 1.7721 | 1.7721 | 1.7 | 0 | 0.5202 | 1.7721 | 0 | 0 | 0 | 0 | 0 | 0.075945 | 0.072148 | 0 | 0 | 1.6249 | 3.0913 | 0 | 0.075945 | -0.075945 | 4.3785 | 72.9743 | 0.19574 | 1.9494 | 0 | 1.7 | 3.0913
2007-02-16 21:00 | 0 | 0 | 80.1883 | 90 | 0 | 0 | 0.94176 | 0.94176 | 1.7 | 0 | 0.5202 | 0.94176 | 0 | 0 | 0 | 0 | 0 | 0 | 0 | 0.75824 | 0.72033 | 1.7093 | 3.0154 | 0.72033 | 0 | 0.72033 | 5.0618 | 84.3636 | 0.19611 | 1.0359 | 0 | 1.7 | 3.0154
2007-02-16 22:00 | 0 | 0 | 79.5986 | 90 | 0 | 0 | 0.12983 | 0.12983 | 0 | 0 | 0 | 0.12983 | 0 | 0 | 0 | 0 | 0 | 0.13666 | 0.12983 | 0 | 0 | 0.98893 | 3.6636 | 0 | 0.13666 | -0.13666 | 4.9178 | 81.9627 | 0.19611 | 0.14281 | 0 | 0 | 3.6636
2007-02-16 23:00 | 0 | 0 | 75.6967 | 90 | 0 | 0 | 0.62427 | 0.62427 | 0 | 0 | 0 | 0.62427 | 0 | 0 | 1.1102e-16 | 0 | 0 | 0.65713 | 0.62427 | 0 | 0 | 1.1408 | 3.527 | 0 | 0.65713 | -0.65713 | 4.2251 | 70.4181 | 0.19611 | 0.6867 | 0 | 0 | 3.527
2007-02-17 | 0 | 0 | 48.6566 | 90 | 0 | 0 | 0.22599 | 0.22599 | 0 | 0 | 0 | 0.22599 | 0 | 0 | 0 | 0 | 0 | 0.23789 | 0.22599 | 0 | 0 | 1.8709 | 2.8699 | 0 | 0.23789 | -0.23789 | 3.9743 | 66.2388 | 0.19611 | 0.24859 | 0 | 0 | 2.8699
2007-02-17 01:00 | 0 | 0 | -67.9221 | 90 | 0 | 0 | 0.23998 | 0.23998 | 0 | 0 | 0 | 0.23998 | 0 | 0 | 2.7756e-17 | 0 | 0 | 0.25262 | 0.23998 | 0 | 0 | 2.1352 | 2.632 | 0 | 0.25262 | -0.25262 | 3.7081 | 61.8009 | 0.19611 | 0.26398 | 0 | 0 | 2.632
2007-02-17 02:00 | 0 | 0 | -78.7047 | 90 | 0 | 0 | 0.42298 | 0.42298 | 0 | 0 | 0 | 0.42298 | 0 | 0 | 5.5511e-17 | 0 | 0 | 0.44524 | 0.42298 | 0 | 0 | 2.4159 | 2.3794 | 0 | 0.44524 | -0.44524 | 3.2387 | 53.9788 | 0.19611 | 0.46528 | 0 | 0 | 2.3794
2007-02-17 03:00 | 0 | 0 | -80.552 | 90 | 0 | 0 | 0.1479 | 0.1479 | 0 | 0 | 0 | 0.1479 | 0 | 0 | 2.7756e-17 | 0 | 0 | 0.15568 | 0.1479 | 0 | 0 | 2.9106 | 1.9341 | 0 | 0.15568 | -0.15568 | 3.0746 | 51.2437 | 0.19611 | 0.16269 | 0 | 0 | 1.9341
2007-02-17 04:00 | 0 | 0 | -80.4705 | 90 | 0 | 0 | 0.40303 | 0.40303 | 0 | 0 | 0 | 0.40303 | 0 | 0 | 0 | 0 | 0 | 0.42424 | 0.40303 | 0 | 0 | 3.0836 | 1.7784 | 0 | 0.42424 | -0.42424 | 2.6274 | 43.7905 | 0.19611 | 0.44333 | 0 | 0 | 1.7784
2007-02-17 05:00 | 0 | 0 | -79.5013 | 90 | 0 | 0 | 0.075155 | 0.075155 | 0 | 0 | 0 | 0.075155 | 0 | 0 | 0 | 0 | 0 | 0.079111 | 0.075155 | 0 | 0 | 3.555 | 1.3542 | 0 | 0.079111 | -0.079111 | 2.544 | 42.4007 | 0.19611 | 0.082671 | 0 | 0 | 1.3542
2007-02-17 06:00 | 0.00033797 | 0 | -77.8524 | 90 | 0 | 0 | 0.23634 | 0.23634 | 0 | 0 | 0 | 0.23634 | 0 | 0 | 2.7756e-17 | 0 | 0 | 0.24878 | 0.23634 | 0 | 0 | 3.6429 | 1.2751 | 0 | 0.24878 | -0.24878 | 2.2818 | 38.03 | 0.19611 | 0.25998 | 0 | 0 | 1.2751
2007-02-17 07:00 | 0.14523 | 7.9418 | -75.4444 | 79.8904 | 0.18194 | 0.32459 | 2.0099 | 2.0099 | 1.7 | 0 | 0.5202 | 2.0099 | 16.1498 | 1.6653e-16 | 0 | 0 | 0.32459 | 0.32618 | 0.30987 | 0 | 0 | 3.9193 | 1.0263 | 0 | 0.0015932 | -0.0015932 | 2.2801 | 38.002 | 0.19611 | 2.2109 | 0.25967 | 1.7 | 1.3509
2007-02-17 08:00 | 0.37527 | 22.1669 | -71.9558 | 65.3129 | 0.41164 | 0.73437 | 0 | 0 | 1.4526 | 0 | 0.45267 | 0 | 0 | 0 | 0 | 0 | 0.73437 | 0 | 0 | 1.4526 | 1.38 | 3.9211 | 1.0247 | 2.1144 | 0 | 2.1144 | 4.286 | 71.4331 | 0.19568 | 0 | 0.5875 | 1.7 | 1.7591
2007-02-17 09:00 | 0.66455 | 36.0391 | -66.6615 | 50.8514 | 0.71114 | 1.2687 | 1.1421 | 1.1421 | 1.6533 | 0 | 0.50744 | 1.1421 | 111.0828 | 0 | 0 | 0 | 1.2687 | 0 | 0 | 0.51115 | 0.48559 | 1.8067 | 2.9276 | 1.7543 | 0 | 1.7543 | 5.9502 | 99.1705 | 0.1958 | 1.2563 | 1.0149 | 1.7 | 4.1963
2007-02-17 10:00 | 0.87463 | 49.1899 | -57.9217 | 36.6799 | 0.92493 | 1.6501 | 0.87336 | 0.87336 | 0 | 0 | 0 | 0.87336 | 188.9341 | 0.67829 | 0 | 0 | 1.6501 | 0.91933 | 0.87336 | 0 | 0 | 0.05246 | 4.5065 | 0.05246 | 0 | 0.05246 | 6 | 100 | 0.19576 | 0.9607 | 1.3201 | 0 | 6.1566
2007-02-17 11:00 | 1.0569 | 60.6274 | -41.8664 | 23.3665 | 1.1118 | 1.9835 | 0.51737 | 0.51737 | 0 | 0 | 0 | 0.51737 | 383.3802 | 1.4389 | 0 | 0 | 1.9835 | 0.5446 | 0.51737 | 0 | 0 | 0 | 4.5537 | 0 | 0 | 0 | 6 | 100 | 0.19576 | 0.56911 | 1.5868 | 0 | 6.5372
2007-02-17 12:00 | 1.0826 | 67.5532 | -11.8823 | 13.7279 | 1.1362 | 2.0269 | 1.348 | 1.348 | 0.425 | 0 | 0.17213 | 1.348 | 150.3608 | 1.0553 | 0 | 0 | 2.0269 | 0.97162 | 0.92304 | 0 | 0 | 0 | 4.5537 | 0 | 0 | 0 | 6 | 100 | 0.19576 | 1.4828 | 1.6215 | 1.7 | 6.5806
2007-02-17 13:00 | 1.0086 | 65.7332 | 25.274 | 16.5276 | 1.0587 | 1.8887 | 1.8962 | 1.8962 | 0.51623 | 0 | 0.19703 | 1.8962 | 99.6055 | 0.43612 | 0 | 0 | 1.8887 | 1.4526 | 1.38 | 0 | 0 | 0 | 4.5537 | 0 | 0 | 0 | 6 | 100 | 0.19576 | 2.0859 | 1.511 | 1.7 | 6.4424
2007-02-17 14:00 | 0.92395 | 56.5666 | 49.2829 | 28.2847 | 0.97299 | 1.7358 | 0.82659 | 0.82659 | 0 | 0 | 0 | 0.82659 | 209.9975 | 0.86573 | 0 | 0 | 1.7358 | 0.8701 | 0.82659 | 0 | 0 | 0 | 4.5537 | 0 | 0 | 0 | 6 | 100 | 0.19576 | 0.90925 | 1.3887 | 0 | 6.2895
2007-02-17 15:00 | 0.73655 | 44.2785 | 61.8506 | 42.0537 | 0.78085 | 1.393 | 0.68447 | 0.68447 | 0 | 0 | 0 | 0.68447 | 203.5213 | 0.67255 | 0 | 0 | 1.393 | 0.72049 | 0.68447 | 0 | 0 | 0 | 4.5537 | 0 | 0 | 0 | 6 | 100 | 0.19576 | 0.75292 | 1.1144 | 0 | 5.9467
2007-02-17 16:00 | 0.52566 | 30.7835 | 68.9771 | 56.3696 | 0.56581 | 1.0094 | 1.3817 | 1.3817 | 0.425 | 0 | 0.17213 | 1.3817 | 73.0545 | 0.0023381 | 0 | 0 | 1.0094 | 1.0071 | 0.95671 | 0 | 0 | 0 | 4.5537 | 0 | 0 | 0 | 6 | 100 | 0.19576 | 1.5199 | 0.80752 | 1.7 | 5.5631
2007-02-17 17:00 | 0.29684 | 16.7485 | 73.4535 | 70.8883 | 0.33434 | 0.59647 | 0 | 0 | 0 | 0 | 0 | 0 | 0 | 0.59647 | 0 | 0 | 0.59647 | 0 | 0 | 0 | 0 | 0 | 4.5537 | 0 | 0 | 0 | 6 | 100 | 0.19576 | 0 | 0.47717 | 0 | 5.1502
2007-02-17 18:00 | 0.044408 | 2.4366 | 76.4708 | 85.4873 | 0.068047 | 0.1214 | 1.4224 | 1.4224 | 1.307 | 0 | 0.41292 | 1.4224 | 8.5348 | 0 | 0 | 0 | 0.1214 | 0.1214 | 0.11533 | 0 | 0 | 0 | 4.5537 | 0 | 0 | 0 | 6 | 100 | 0.19576 | 1.5646 | 0.097116 | 1.7 | 4.6751
2007-02-17 19:00 | 0 | 0 | 78.5646 | 90 | 0 | 0 | 1.6427 | 1.6427 | 1.6427 | 0 | 0.50456 | 1.6427 | 0 | 0 | 0 | 0 | 0 | 0 | 0 | 0 | 0 | 0 | 4.5537 | 0 | 0 | 0 | 6 | 100 | 0.19576 | 1.807 | 0 | 1.7 | 4.5537
2007-02-17 20:00 | 0 | 0 | 79.9559 | 90 | 0 | 0 | 1.2355 | 1.2355 | 0 | 0 | 0 | 1.2355 | 0 | 0 | 0 | 0 | 0 | 1.3006 | 1.2355 | 0 | 0 | 0 | 4.5537 | 0 | 1.3006 | -1.3006 | 4.6291 | 77.1515 | 0.19576 | 1.3591 | 0 | 0 | 4.5537
2007-02-17 21:00 | 0 | 0 | 80.6329 | 90 | 0 | 0 | 1.753 | 1.753 | 1.7 | 0 | 0.5202 | 1.753 | 0 | 0 | 0 | 0 | 0 | 0.055839 | 0.053047 | 0 | 0 | 1.4451 | 3.2531 | 0 | 0.055839 | -0.055839 | 4.5702 | 76.1705 | 0.19576 | 1.9284 | 0 | 1.7 | 3.2531
2007-02-17 22:00 | 0 | 0 | 80.1923 | 90 | 0 | 0 | 0.32978 | 0.32978 | 1.7 | 0 | 0.5202 | 0.32978 | 0 | 2.2204e-16 | 0 | 0 | 0 | 0 | 0 | 1.3702 | 1.3017 | 1.5071 | 3.1973 | 1.3017 | 0 | 1.3017 | 5.8051 | 96.7523 | 0.19631 | 0.36276 | 0 | 1.7 | 3.1973
2007-02-17 23:00 | 0 | 0 | 76.6722 | 90 | 0 | 0 | 0.1301 | 0.1301 | 0 | 0 | 0 | 0.1301 | 0 | 0 | 2.7756e-17 | 0 | 0 | 0.13694 | 0.1301 | 0 | 0 | 0.20541 | 4.3688 | 0 | 0.13694 | -0.13694 | 5.6608 | 94.3464 | 0.19631 | 0.14311 | 0 | 0 | 4.3688
2007-02-18 | 0 | 0 | 51.1596 | 90 | 0 | 0 | 0.20399 | 0.20399 | 0 | 0 | 0 | 0.20399 | 0 | 0 | 2.7756e-17 | 0 | 0 | 0.21472 | 0.20399 | 0 | 0 | 0.35757 | 4.2319 | 0 | 0.21472 | -0.21472 | 5.4345 | 90.5741 | 0.19631 | 0.22439 | 0 | 0 | 4.2319
2007-02-18 01:00 | 0 | 0 | -69.6307 | 90 | 0 | 0 | 0.14619 | 0.14619 | 0 | 0 | 0 | 0.14619 | 0 | 0 | 2.7756e-17 | 0 | 0 | 0.15389 | 0.14619 | 0 | 0 | 0.59615 | 4.0172 | 0 | 0.15389 | -0.15389 | 5.2722 | 87.8706 | 0.19631 | 0.16081 | 0 | 0 | 4.0172
2007-02-18 02:00 | 0 | 0 | -79.4973 | 90 | 0 | 0 | 0.14109 | 0.14109 | 0 | 0 | 0 | 0.14109 | 0 | 0 | 0 | 0 | 0 | 0.14851 | 0.14109 | 0 | 0 | 0.76713 | 3.8633 | 0 | 0.14851 | -0.14851 | 5.1157 | 85.2615 | 0.19631 | 0.1552 | 0 | 0 | 3.8633
2007-02-18 03:00 | 0 | 0 | -81.0809 | 90 | 0 | 0 | 0.49862 | 0.49862 | 0 | 0 | 0 | 0.49862 | 0 | 0 | 0 | 0 | 0 | 0.52486 | 0.49862 | 0 | 0 | 0.93215 | 3.7148 | 0 | 0.52486 | -0.52486 | 4.5624 | 76.0406 | 0.19631 | 0.54848 | 0 | 0 | 3.7148
2007-02-18 04:00 | 0 | 0 | -80.886 | 90 | 0 | 0 | 0.011063 | 0.011063 | 0 | 0 | 0 | 0.011063 | 0 | 0 | 1.7347e-18 | 0 | 0 | 0.011645 | 0.011063 | 0 | 0 | 1.5153 | 3.1899 | 0 | 0.011645 | -0.011645 | 4.5502 | 75.836 | 0.19631 | 0.012169 | 0 | 0 | 3.1899
2007-02-18 05:00 | 0 | 0 | -79.8617 | 90 | 0 | 0 | 0.054806 | 0.054806 | 0 | 0 | 0 | 0.054806 | 0 | 0 | 0 | 0 | 0 | 0.057691 | 0.054806 | 0 | 0 | 1.5283 | 3.1782 | 0 | 0.057691 | -0.057691 | 4.4894 | 74.8225 | 0.19631 | 0.060287 | 0 | 0 | 3.1782
2007-02-18 06:00 | 0.00018861 | 0 | -78.1888 | 90 | 0 | 0 | 0.25371 | 0.25371 | 0 | 0 | 0 | 0.25371 | 0 | 0 | 0 | 0 | 0 | 0.26706 | 0.25371 | 0 | 0 | 1.5924 | 3.1206 | 0 | 0.26706 | -0.26706 | 4.2079 | 70.1308 | 0.19631 | 0.27908 | 0 | 0 | 3.1206
2007-02-18 07:00 | 0.10308 | 8.015 | -75.7781 | 79.8691 | 0.11735 | 0.20935 | 0.17638 | 0.17638 | 0 | 0 | 0 | 0.17638 | 118.6897 | 0 | 0 | 0 | 0.20935 | 0.18566 | 0.17638 | 0 | 0 | 1.8891 | 2.8535 | 0.023682 | 0 | 0.023682 | 4.2303 | 70.5052 | 0.19629 | 0.19402 | 0.16748 | 0 | 3.0628
2007-02-18 08:00 | 0.35249 | 22.2644 | -72.3059 | 65.2701 | 0.38347 | 0.68411 | 1.0255 | 1.0255 | 0 | 0 | 0 | 1.0255 | 66.7127 | 0 | 2.2204e-16 | 0 | 0.68411 | 1.0794 | 1.0255 | 0 | 0 | 1.8654 | 2.8748 | 0 | 0.39532 | -0.39532 | 3.8136 | 63.5602 | 0.19629 | 1.128 | 0.54729 | 0 | 3.5589
2007-02-18 09:00 | 0.62308 | 36.1696 | -67.0481 | 50.7814 | 0.6651 | 1.1865 | 0 | 0 | 0 | 0 | 0 | 0 | 0 | 0 | 0 | 0 | 1.1865 | 0 | 0 | 0 | 0 | 2.3047 | 2.4795 | 1.1865 | 0 | 1.1865 | 4.9393 | 82.3209 | 0.19533 | 0 | 0.94923 | 0 | 3.666
2007-02-18 10:00 | 0.69363 | 49.3691 | -58.3619 | 36.5695 | 0.72695 | 1.2969 | 1.0539 | 1.0539 | 0 | 0 | 0 | 1.0539 | 123.0572 | 0 | 0 | 0 | 1.2969 | 1.1094 | 1.0539 | 0 | 0 | 1.1181 | 3.5474 | 0.18753 | 0 | 0.18753 | 5.1172 | 85.286 | 0.19518 | 1.1593 | 1.0375 | 0 | 4.8443
2007-02-18 11:00 | 0.98895 | 60.881 | -42.3251 | 23.1817 | 1.0388 | 1.8532 | 0.38521 | 0.38521 | 0 | 0 | 0 | 0.38521 | 481.0945 | 0.51715 | 0 | 0 | 1.8532 | 0.40549 | 0.38521 | 0 | 0 | 0.9306 | 3.7162 | 0.9306 | 0 | 0.9306 | 6 | 100 | 0.19443 | 0.42373 | 1.4826 | 0 | 5.5694
2007-02-18 12:00 | 1.0131 | 67.8857 | -12.0499 | 13.4075 | 1.0617 | 1.8941 | 0.65632 | 0.65632 | 0 | 0 | 0 | 0.65632 | 288.5988 | 1.2033 | 0 | 0 | 1.8941 | 0.69086 | 0.65632 | 0 | 0 | 0 | 4.5537 | 0 | 0 | 0 | 6 | 100 | 0.19443 | 0.72195 | 1.5153 | 0 | 6.4478
2007-02-18 13:00 | 1.0072 | 66.0345 | 25.6515 | 16.2719 | 1.0561 | 1.8841 | 0 | 0 | 0 | 0 | 0 | 0 | 0 | 1.8841 | 0 | 0 | 1.8841 | 0 | 0 | 0 | 0 | 0 | 4.5537 | 0 | 0 | 0 | 6 | 100 | 0.19443 | 0 | 1.5073 | 0 | 6.4378
2007-02-18 14:00 | 0.9156 | 56.7764 | 49.7664 | 28.1488 | 0.96309 | 1.7181 | 1.1089 | 1.1089 | 0 | 0 | 0 | 1.1089 | 154.9426 | 0.55089 | 0 | 0 | 1.7181 | 1.1673 | 1.1089 | 0 | 0 | 0 | 4.5537 | 0 | 0 | 0 | 6 | 100 | 0.19443 | 1.2198 | 1.3745 | 0 | 6.2718
2007-02-18 15:00 | 0.70056 | 44.4228 | 62.2788 | 41.9761 | 0.74041 | 1.3209 | 2.3068 | 2.3068 | 1.052 | 0 | 0.34329 | 2.3068 | 57.2597 | 0 | 0 | 0 | 1.3209 | 1.3209 | 1.2548 | 0 | 0 | 0 | 4.5537 | 0 | 0 | 0 | 6 | 100 | 0.19443 | 2.5375 | 1.0567 | 1.7 | 5.8746
2007-02-18 16:00 | 0.41242 | 30.8853 | 69.353 | 56.3262 | 0.43367 | 0.77366 | 0.30076 | 0.30076 | 0 | 0 | 0 | 0.30076 | 257.2374 | 0.45707 | 0 | 0 | 0.77366 | 0.31659 | 0.30076 | 0 | 0 | 0 | 4.5537 | 0 | 0 | 0 | 6 | 100 | 0.19443 | 0.33083 | 0.61893 | 0 | 5.3273
2007-02-18 17:00 | 0.25692 | 16.8209 | 73.7989 | 70.8694 | 0.28372 | 0.50616 | 0.80034 | 0.80034 | 0 | 0 | 0 | 0.80034 | 63.2437 | 0 | 1.1102e-16 | 0 | 0.50616 | 0.84246 | 0.80034 | 0 | 0 | 0 | 4.5537 | 0 | 0.3363 | -0.3363 | 5.6455 | 94.0919 | 0.19443 | 0.88037 | 0.40493 | 0 | 5.0599
2007-02-18 18:00 | 0.03219 | 2.4867 | 76.8058 | 85.489 | 0.037999 | 0.067791 | 1.479 | 1.479 | 1.7 | 0 | 0.5202 | 1.479 | 4.5835 | 0 | 0 | 0 | 0.067791 | 0 | 0 | 0.22097 | 0.20992 | 0.37366 | 4.2174 | 0.27771 | 0 | 0.27771 | 5.909 | 98.4829 | 0.19456 | 1.6269 | 0.054233 | 1.7 | 4.2852
2007-02-18 19:00 | 0 | 0 | 78.9091 | 90 | 0 | 0 | 0.94226 | 0.94226 | 0 | 0 | 0 | 0.94226 | 0 | 0 | 1.1102e-16 | 0 | 0 | 0.99185 | 0.94226 | 0 | 0 | 0.09595 | 4.4673 | 0 | 0.99185 | -0.99185 | 4.8635 | 81.0579 | 0.19456 | 1.0365 | 0 | 0 | 4.4673
2007-02-18 20:00 | 0 | 0 | 80.3341 | 90 | 0 | 0 | 0 | 0 | 0 | 0 | 0 | 0 | 0 | 0 | 0 | 0 | 0 | 0 | 0 | 0 | 0 | 1.198 | 3.4755 | 0 | 0 | 0 | 4.8635 | 81.0579 | 0.19456 | 0 | 0 | 0 | 3.4755
2007-02-18 21:00 | 0 | 0 | 81.0827 | 90 | 0 | 0 | 1.6871 | 1.6871 | 1.7 | 0 | 0.5202 | 1.6871 | 0 | 0 | 0 | 0 | 0 | 0 | 0 | 0.012945 | 0.012298 | 1.198 | 3.4755 | 0.012298 | 0 | 0.012298 | 4.8751 | 81.2523 | 0.19457 | 1.8558 | 0 | 1.7 | 3.4755
2007-02-18 22:00 | 0 | 0 | 80.7932 | 90 | 0 | 0 | 0.0072364 | 0.0072364 | 0 | 0 | 0 | 0.0072364 | 0 | 0 | 8.6736e-19 | 0 | 0 | 0.0076173 | 0.0072364 | 0 | 0 | 1.1857 | 3.4866 | 0 | 0.0076173 | -0.0076173 | 4.8671 | 81.1185 | 0.19457 | 0.00796 | 0 | 0 | 3.4866
2007-02-18 23:00 | 0 | 0 | 77.6633 | 90 | 0 | 0 | 0.077524 | 0.077524 | 0 | 0 | 0 | 0.077524 | 0 | 0 | 0 | 0 | 0 | 0.081604 | 0.077524 | 0 | 0 | 1.1942 | 3.4789 | 0 | 0.081604 | -0.081604 | 4.7811 | 79.6849 | 0.19457 | 0.085276 | 0 | 0 | 3.4789
2007-02-19 | 0 | 0 | 53.8671 | 90 | 0 | 0 | 0.14702 | 0.14702 | 0 | 0 | 0 | 0.14702 | 0 | 0 | 0 | 0 | 0 | 0.15476 | 0.14702 | 0 | 0 | 1.2848 | 3.3973 | 0 | 0.15476 | -0.15476 | 4.618 | 76.9661 | 0.19457 | 0.16172 | 0 | 0 | 3.3973
2007-02-19 01:00 | 0 | 0 | -71.3946 | 90 | 0 | 0 | 0.42574 | 0.42574 | 0 | 0 | 0 | 0.42574 | 0 | 0 | 5.5511e-17 | 0 | 0 | 0.44814 | 0.42574 | 0 | 0 | 1.4568 | 3.2426 | 0 | 0.44814 | -0.44814 | 4.1456 | 69.093 | 0.19457 | 0.46831 | 0 | 0 | 3.2426
2007-02-19 02:00 | 0 | 0 | -80.3007 | 90 | 0 | 0 | 0.33623 | 0.33623 | 0 | 0 | 0 | 0.33623 | 0 | 0 | 5.5511e-17 | 0 | 0 | 0.35392 | 0.33623 | 0 | 0 | 1.9547 | 2.7944 | 0 | 0.35392 | -0.35392 | 3.7725 | 62.8752 | 0.19457 | 0.36985 | 0 | 0 | 2.7944
2007-02-19 03:00 | 0 | 0 | -81.6157 | 90 | 0 | 0 | 0.77507 | 0.77507 | 0 | 0 | 0 | 0.77507 | 0 | 0 | 1.1102e-16 | 0 | 0 | 0.81586 | 0.77507 | 0 | 0 | 2.348 | 2.4405 | 0 | 0.81586 | -0.81586 | 2.9125 | 48.542 | 0.19457 | 0.85258 | 0 | 0 | 2.4405
2007-02-19 04:00 | 0 | 0 | -81.3057 | 90 | 0 | 0 | 0.42754 | 0.42754 | 0 | 0 | 0 | 0.42754 | 0 | 0 | 5.5511e-17 | 0 | 0 | 0.45004 | 0.42754 | 0 | 0 | 3.2545 | 1.6246 | 0 | 0.45004 | -0.45004 | 2.4381 | 40.6357 | 0.19457 | 0.47029 | 0 | 0 | 1.6246
2007-02-19 05:00 | 0 | 0 | -80.2256 | 90 | 0 | 0 | 0 | 0 | 0 | 0 | 0 | 0 | 0 | 0 | 0 | 0 | 0 | 0 | 0 | 0 | 0 | 3.7545 | 1.1746 | 0 | 0 | 0 | 2.4381 | 40.6357 | 0.19457 | 0 | 0 | 0 | 1.1746
2007-02-19 06:00 | 0.0004936 | 0 | -78.5283 | 90 | 0 | 0 | 0.47196 | 0.47196 | 0 | 0 | 0 | 0.47196 | 0 | 0 | 5.5511e-17 | 0 | 0 | 0.4968 | 0.47196 | 0 | 0 | 3.7545 | 1.1746 | 0 | 0.4968 | -0.4968 | 1.9145 | 31.9078 | 0.19457 | 0.51916 | 0 | 0 | 1.1746
2007-02-19 07:00 | 0.15575 | 8.0917 | -76.115 | 79.845 | 0.19306 | 0.34442 | 1.1974 | 1.1974 | 1.7 | 0 | 0.5202 | 1.1974 | 28.7644 | 0 | 0 | 0 | 0.34442 | 0 | 0 | 0.50262 | 0.47749 | 4.3065 | 0.67781 | 0.82191 | 0 | 0.82191 | 2.6942 | 44.9033 | 0.19495 | 1.3171 | 0.27554 | 1.7 | 1.0222
2007-02-19 08:00 | 0.44014 | 22.3651 | -72.6596 | 65.2247 | 0.4829 | 0.8615 | 1.2373 | 1.2373 | 1.7 | 0 | 0.5202 | 1.2373 | 69.6289 | 0 | 0 | 0 | 0.8615 | 0 | 0 | 0.46273 | 0.43959 | 3.4846 | 1.4175 | 1.3011 | 0 | 1.3011 | 3.9285 | 65.4753 | 0.19549 | 1.361 | 0.6892 | 1.7 | 2.279
2007-02-19 09:00 | 0.65075 | 36.303 | -67.4389 | 50.7093 | 0.69409 | 1.2383 | 1.473 | 1.473 | 1.7 | 0 | 0.5202 | 1.473 | 84.0615 | 0 | 0 | 0 | 1.2383 | 0 | 0 | 0.22695 | 0.21561 | 2.1835 | 2.5885 | 1.4539 | 0 | 1.4539 | 5.3078 | 88.463 | 0.1959 | 1.6203 | 0.99061 | 1.7 | 3.8268
2007-02-19 10:00 | 0.90305 | 49.5511 | -58.8079 | 36.4574 | 0.95288 | 1.6999 | 1.4388 | 1.4388 | 0.51701 | 0 | 0.19724 | 1.4388 | 118.1527 | 0 | 0 | 0 | 1.6999 | 0.97026 | 0.92175 | 0 | 0 | 0.72967 | 3.897 | 0.72967 | 0 | 0.72967 | 6 | 100 | 0.19544 | 1.5826 | 1.3599 | 1.7 | 5.5969
2007-02-19 11:00 | 1.0325 | 61.1379 | -42.7918 | 22.9956 | 1.0837 | 1.9333 | 1.542 | 1.542 | 0.425 | 0 | 0.17213 | 1.542 | 125.3728 | 0.75746 | 0 | 0 | 1.9333 | 1.1758 | 1.117 | 0 | 0 | 0 | 4.5537 | 0 | 0 | 0 | 6 | 100 | 0.19544 | 1.6962 | 1.5466 | 1.7 | 6.487
2007-02-19 12:00 | 0.9687 | 68.2222 | -12.2164 | 13.0834 | 1.0135 | 1.8081 | 0 | 0 | 0 | 0 | 0 | 0 | 0 | 1.8081 | 0 | 0 | 1.8081 | 0 | 0 | 0 | 0 | 0 | 4.5537 | 0 | 0 | 0 | 6 | 100 | 0.19544 | 0 | 1.4464 | 0 | 6.3617
2007-02-19 13:00 | 0.87286 | 66.3368 | 26.0491 | 16.0184 | 0.91056 | 1.6244 | 0.92364 | 0.92364 | 0 | 0 | 0 | 0.92364 | 175.8733 | 0.65219 | 0 | 0 | 1.6244 | 0.97225 | 0.92364 | 0 | 0 | 0 | 4.5537 | 0 | 0 | 0 | 6 | 100 | 0.19544 | 1.016 | 1.2996 | 0 | 6.1781
2007-02-19 14:00 | 0.80405 | 56.9844 | 50.264 | 28.0173 | 0.84142 | 1.5011 | 0.79753 | 0.79753 | 0 | 0 | 0 | 0.79753 | 188.218 | 0.66159 | 0 | 0 | 1.5011 | 0.83951 | 0.79753 | 0 | 0 | 0 | 4.5537 | 0 | 0 | 0 | 6 | 100 | 0.19544 | 0.87728 | 1.2009 | 0 | 6.0548
2007-02-19 15:00 | 0.69507 | 44.5643 | 62.7157 | 41.9026 | 0.73338 | 1.3083 | 0.98491 | 0.98491 | 0 | 0 | 0 | 0.98491 | 132.8382 | 0.27159 | 0 | 0 | 1.3083 | 1.0368 | 0.98491 | 0 | 0 | 0 | 4.5537 | 0 | 0 | 0 | 6 | 100 | 0.19544 | 1.0834 | 1.0467 | 0 | 5.862
2007-02-19 16:00 | 0.49037 | 30.9844 | 69.735 | 56.2866 | 0.52373 | 0.93433 | 2.4748 | 2.4748 | 1.5872 | 0 | 0.48941 | 2.4748 | 37.7536 | 1.1102e-16 | 0 | 0 | 0.93433 | 0.93433 | 0.88762 | 0 | 0 | 0 | 4.5537 | 0 | 0 | 0 | 6 | 100 | 0.19544 | 2.7223 | 0.74747 | 1.7 | 5.488
2007-02-19 17:00 | 0.23697 | 16.8908 | 74.149 | 70.854 | 0.25741 | 0.45921 | 0 | 0 | 0 | 0 | 0 | 0 | 0 | 0.45921 | 0 | 0 | 0.45921 | 0 | 0 | 0 | 0 | 0 | 4.5537 | 0 | 0 | 0 | 6 | 100 | 0.19544 | 0 | 0.36737 | 0 | 5.0129
2007-02-19 18:00 | 0.037695 | 2.5344 | 77.1451 | 85.4939 | 0.048649 | 0.08679 | 1.0895 | 1.0895 | 0 | 0 | 0 | 1.0895 | 7.9657 | 0 | 0 | 0 | 0.08679 | 1.1469 | 1.0895 | 0 | 0 | 0 | 4.5537 | 0 | 1.0601 | -1.0601 | 4.8826 | 81.376 | 0.19544 | 1.1985 | 0.069432 | 0 | 4.6405
2007-02-19 19:00 | 0 | 0 | 79.2577 | 90 | 0 | 0 | 0 | 0 | 0 | 0 | 0 | 0 | 0 | 0 | 0 | 0 | 0 | 0 | 0 | 0 | 0 | 1.1779 | 3.4936 | 0 | 0 | 0 | 4.8826 | 81.376 | 0.19544 | 0 | 0 | 0 | 3.4936
2007-02-19 20:00 | 0 | 0 | 80.7165 | 90 | 0 | 0 | 0 | 0 | 0 | 0 | 0 | 0 | 0 | 0 | 0 | 0 | 0 | 0 | 0 | 0 | 0 | 1.1779 | 3.4936 | 0 | 0 | 0 | 4.8826 | 81.376 | 0.19544 | 0 | 0 | 0 | 3.4936
2007-02-19 21:00 | 0 | 0 | 81.5376 | 90 | 0 | 0 | 0.97196 | 0.97196 | 0 | 0 | 0 | 0.97196 | 0 | 0 | 0 | 0 | 0 | 1.0231 | 0.97196 | 0 | 0 | 1.1779 | 3.4936 | 0 | 1.0231 | -1.0231 | 3.8041 | 63.4017 | 0.19544 | 1.0692 | 0 | 0 | 3.4936
2007-02-19 22:00 | 0 | 0 | 81.4013 | 90 | 0 | 0 | 0.041346 | 0.041346 | 0 | 0 | 0 | 0.041346 | 0 | 0 | 0 | 0 | 0 | 0.043522 | 0.041346 | 0 | 0 | 2.3147 | 2.4705 | 0 | 0.043522 | -0.043522 | 3.7582 | 62.6371 | 0.19544 | 0.045481 | 0 | 0 | 2.4705
2007-02-19 23:00 | 0 | 0 | 78.67 | 90 | 0 | 0 | 0.64763 | 0.64763 | 0 | 0 | 0 | 0.64763 | 0 | 0 | 0 | 0 | 0 | 0.68171 | 0.64763 | 0 | 0 | 2.363 | 2.427 | 0 | 0.68171 | -0.68171 | 3.0396 | 50.6607 | 0.19544 | 0.71239 | 0 | 0 | 2.427
2007-02-20 | 0 | 0 | 56.7972 | 90 | 0 | 0 | 0 | 0 | 0 | 0 | 0 | 0 | 0 | 0 | 0 | 0 | 0 | 0 | 0 | 0 | 0 | 3.1205 | 1.7452 | 0 | 0 | 0 | 3.0396 | 50.6607 | 0.19544 | 0 | 0 | 0 | 1.7452
2007-02-20 01:00 | 0 | 0 | -73.2107 | 90 | 0 | 0 | 0.12171 | 0.12171 | 0 | 0 | 0 | 0.12171 | 0 | 0 | 2.7756e-17 | 0 | 0 | 0.12812 | 0.12171 | 0 | 0 | 3.1205 | 1.7452 | 0 | 0.12812 | -0.12812 | 2.9046 | 48.4099 | 0.19544 | 0.13388 | 0 | 0 | 1.7452
2007-02-20 02:00 | 0 | 0 | -81.1143 | 90 | 0 | 0 | 0.20132 | 0.20132 | 0 | 0 | 0 | 0.20132 | 0 | 0 | 2.7756e-17 | 0 | 0 | 0.21192 | 0.20132 | 0 | 0 | 3.2629 | 1.6171 | 0 | 0.21192 | -0.21192 | 2.6812 | 44.6869 | 0.19544 | 0.22145 | 0 | 0 | 1.6171
2007-02-20 03:00 | 0 | 0 | -82.1559 | 90 | 0 | 0 | 0.10941 | 0.10941 | 0 | 0 | 0 | 0.10941 | 0 | 0 | 1.3878e-17 | 0 | 0 | 0.11517 | 0.10941 | 0 | 0 | 3.4983 | 1.4052 | 0 | 0.11517 | -0.11517 | 2.5598 | 42.6636 | 0.19544 | 0.12035 | 0 | 0 | 1.4052
2007-02-20 04:00 | 0 | 0 | -81.7295 | 90 | 0 | 0 | 0 | 0 | 0 | 0 | 0 | 0 | 0 | 0 | 0 | 0 | 0 | 0 | 0 | 0 | 0 | 3.6263 | 1.29 | 0 | 0 | 0 | 2.5598 | 42.6636 | 0.19544 | 0 | 0 | 0 | 1.29
2007-02-20 05:00 | 0 | 0 | -80.5929 | 90 | 0 | 0 | 0.4282 | 0.4282 | 0 | 0 | 0 | 0.4282 | 0 | 0 | 5.5511e-17 | 0 | 0 | 0.45074 | 0.4282 | 0 | 0 | 3.6263 | 1.29 | 0 | 0.45074 | -0.45074 | 2.0847 | 34.7449 | 0.19544 | 0.47102 | 0 | 0 | 1.29
2007-02-20 06:00 | 0.00057557 | 0 | -78.871 | 90 | 0 | 0 | 0.316 | 0.316 | 0 | 0 | 0 | 0.316 | 0 | 0 | 5.5511e-17 | 0 | 0 | 0.33263 | 0.316 | 0 | 0 | 4.1271 | 0.8393 | 0 | 0.33263 | -0.33263 | 1.7341 | 28.9011 | 0.19544 | 0.3476 | 0 | 0 | 0.8393
2007-02-20 07:00 | 0.10873 | 8.1718 | -76.4551 | 79.818 | 0.12408 | 0.22135 | 1.521 | 1.521 | 1.7 | 0 | 0.5202 | 1.521 | 14.553 | 0 | 0 | 0 | 0.22135 | 0 | 0 | 0.17897 | 0.17003 | 4.4967 | 0.50666 | 0.39138 | 0 | 0.39138 | 2.1054 | 35.0894 | 0.1956 | 1.6731 | 0.17708 | 1.7 | 0.72802
2007-02-20 08:00 | 0.33597 | 22.4689 | -73.0167 | 65.1769 | 0.36162 | 0.64513 | 1.2136 | 1.2136 | 1.7 | 0 | 0.5202 | 1.2136 | 53.1562 | 0 | 0 | 0 | 0.64513 | 0 | 0 | 0.48635 | 0.46203 | 4.1053 | 0.8589 | 1.1072 | 0 | 1.1072 | 3.1557 | 52.5951 | 0.19607 | 1.335 | 0.5161 | 1.7 | 1.504
2007-02-20 09:00 | 0.55247 | 36.4393 | -67.8339 | 50.6351 | 0.58417 | 1.0422 | 2.3374 | 2.3374 | 1.7 | 0 | 0.5202 | 2.3374 | 44.5862 | 0 | 0 | 0 | 1.0422 | 0.67095 | 0.6374 | 0 | 0 | 2.9982 | 1.8554 | 0.37121 | 0 | 0.37121 | 3.5079 | 58.4644 | 0.19621 | 2.5711 | 0.83373 | 1.7 | 2.8975
2007-02-20 10:00 | 0.71424 | 49.7358 | -59.2598 | 36.3438 | 0.74814 | 1.3347 | 0 | 0 | 1.3603 | 0 | 0.42746 | 0 | 0 | 0 | 0 | 0 | 1.3347 | 0 | 0 | 1.3603 | 1.2923 | 2.6269 | 2.1894 | 2.6269 | 0 | 2.6269 | 6 | 100 | 0.19529 | 0 | 1.0677 | 1.7 | 3.5241
2007-02-20 11:00 | 0.9074 | 61.3979 | -43.2668 | 22.8085 | 0.95 | 1.6948 | 0.75063 | 0.75063 | 0 | 0 | 0 | 0.75063 | 225.7849 | 0.90467 | 0 | 0 | 1.6948 | 0.79013 | 0.75063 | 0 | 0 | 0 | 4.5537 | 0 | 0 | 0 | 6 | 100 | 0.19529 | 0.82569 | 1.3558 | 0 | 6.2485
2007-02-20 12:00 | 1.0519 | 68.5629 | -12.382 | 12.7557 | 1.1005 | 1.9633 | 0.58431 | 0.58431 | 0 | 0 | 0 | 0.58431 | 336.001 | 1.3482 | 0 | 0 | 1.9633 | 0.61507 | 0.58431 | 0 | 0 | 0 | 4.5537 | 0 | 0 | 0 | 6 | 100 | 0.19529 | 0.64274 | 1.5706 | 0 | 6.517
2007-02-20 13:00 | 1.0015 | 66.64 | 26.4672 | 15.7675 | 1.048 | 1.8696 | 1.544 | 1.544 | 0.425 | 0 | 0.17213 | 1.544 | 121.0913 | 0.69175 | 0 | 0 | 1.8696 | 1.1779 | 1.119 | 0 | 0 | 0 | 4.5537 | 0 | 0 | 0 | 6 | 100 | 0.19529 | 1.6984 | 1.4957 | 1.7 | 6.4233
2007-02-20 14:00 | 0.90746 | 57.1902 | 50.776 | 27.8903 | 0.95232 | 1.6989 | 1.346 | 1.346 | 0.425 | 0 | 0.17213 | 1.346 | 126.225 | 0.72951 | 0 | 0 | 1.6989 | 0.96943 | 0.92096 | 0 | 0 | 0 | 4.5537 | 0 | 0 | 0 | 6 | 100 | 0.19529 | 1.4806 | 1.3592 | 1.7 | 6.2526
2007-02-20 15:00 | 0.5979 | 44.703 | 63.1612 | 41.8334 | 0.62362 | 1.1125 | 2.1946 | 2.1946 | 1.1377 | 0 | 0.36668 | 2.1946 | 50.695 | 0 | 0 | 0 | 1.1125 | 1.1125 | 1.0569 | 0 | 0 | 0 | 4.5537 | 0 | 0 | 0 | 6 | 100 | 0.19529 | 2.414 | 0.89004 | 1.7 | 5.6662
2007-02-20 16:00 | 0.45298 | 31.0807 | 70.1229 | 56.2508 | 0.47963 | 0.85565 | 1.2618 | 1.2618 | 0.44893 | 0 | 0.17866 | 1.2618 | 67.8122 | 0 | 0 | 0 | 0.85565 | 0.85565 | 0.81287 | 0 | 0 | 0 | 4.5537 | 0 | 0 | 0 | 6 | 100 | 0.19529 | 1.388 | 0.68452 | 1.7 | 5.4093
2007-02-20 17:00 | 0.17519 | 16.9579 | 74.5038 | 70.8421 | 0.18083 | 0.32261 | 1.1843 | 1.1843 | 0 | 0 | 0 | 1.1843 | 27.2395 | 0 | 2.2204e-16 | 0 | 0.32261 | 1.2467 | 1.1843 | 0 | 0 | 0 | 4.5537 | 0 | 0.92407 | -0.92407 | 5.026 | 83.7658 | 0.19529 | 1.3028 | 0.25809 | 0 | 4.8763
2007-02-20 18:00 | 0.031159 | 2.5797 | 77.4885 | 85.5019 | 0.035339 | 0.063044 | 2.0999 | 2.0999 | 1.7 | 0 | 0.5202 | 2.0999 | 3.0022 | 0 | 0 | 0 | 0.063044 | 0.42094 | 0.39989 | 0 | 0 | 1.0267 | 3.6296 | 0 | 0.3579 | -0.3579 | 4.6487 | 77.4783 | 0.19529 | 2.3099 | 0.050435 | 1.7 | 3.6927
2007-02-20 19:00 | 0 | 0 | 79.6103 | 90 | 0 | 0 | 0 | 0 | 1.4526 | 0 | 0.45267 | 0 | 0 | 0 | 0 | 0 | 0 | 0 | 0 | 1.4526 | 1.38 | 1.4244 | 3.2717 | 1.38 | 0 | 1.38 | 5.9579 | 99.2979 | 0.19546 | 0 | 0 | 1.7 | 3.2717
2007-02-20 20:00 | 0 | 0 | 81.1031 | 90 | 0 | 0 | 0 | 0 | 0 | 0 | 0 | 0 | 0 | 0 | 0 | 0 | 0 | 0 | 0 | 0 | 0 | 0.044403 | 4.5137 | 0 | 0 | 0 | 5.9579 | 99.2979 | 0.19546 | 0 | 0 | 0 | 4.5137
2007-02-20 21:00 | 0 | 0 | 81.9974 | 90 | 0 | 0 | 0.094857 | 0.094857 | 0 | 0 | 0 | 0.094857 | 0 | 0 | 1.3878e-17 | 0 | 0 | 0.099849 | 0.094857 | 0 | 0 | 0.044403 | 4.5137 | 0 | 0.099849 | -0.099849 | 5.8526 | 97.5438 | 0.19546 | 0.10434 | 0 | 0 | 4.5137
2007-02-20 22:00 | 0 | 0 | 82.0165 | 90 | 0 | 0 | 0.10142 | 0.10142 | 0 | 0 | 0 | 0.10142 | 0 | 0 | 1.3878e-17 | 0 | 0 | 0.10676 | 0.10142 | 0 | 0 | 0.15535 | 4.4139 | 0 | 0.10676 | -0.10676 | 5.7401 | 95.6681 | 0.19546 | 0.11157 | 0 | 0 | 4.4139
2007-02-20 23:00 | 0 | 0 | 79.692 | 90 | 0 | 0 | 0.11796 | 0.11796 | 0 | 0 | 0 | 0.11796 | 0 | 0 | 1.3878e-17 | 0 | 0 | 0.12417 | 0.11796 | 0 | 0 | 0.27397 | 4.3071 | 0 | 0.12417 | -0.12417 | 5.6092 | 93.4867 | 0.19546 | 0.12976 | 0 | 0 | 4.3071
2007-02-21 | 0 | 0 | 59.9667 | 90 | 0 | 0 | 0.061511 | 0.061511 | 0 | 0 | 0 | 0.061511 | 0 | 0 | 6.9389e-18 | 0 | 0 | 0.064749 | 0.061511 | 0 | 0 | 0.41194 | 4.1829 | 0 | 0.064749 | -0.064749 | 5.541 | 92.3492 | 0.19546 | 0.067663 | 0 | 0 | 4.1829
2007-02-21 01:00 | 0 | 0 | -75.0749 | 90 | 0 | 0 | 0.37893 | 0.37893 | 0 | 0 | 0 | 0.37893 | 0 | 0 | 5.5511e-17 | 0 | 0 | 0.39888 | 0.37893 | 0 | 0 | 0.48388 | 4.1182 | 0 | 0.39888 | -0.39888 | 5.1205 | 85.3416 | 0.19546 | 0.41683 | 0 | 0 | 4.1182
2007-02-21 02:00 | 0 | 0 | -81.9374 | 90 | 0 | 0 | 0.04618 | 0.04618 | 0 | 0 | 0 | 0.04618 | 0 | 0 | 0 | 0 | 0 | 0.048611 | 0.04618 | 0 | 0 | 0.92708 | 3.7193 | 0 | 0.048611 | -0.048611 | 5.0693 | 84.4876 | 0.19546 | 0.050798 | 0 | 0 | 3.7193
2007-02-21 03:00 | 0 | 0 | -82.7014 | 90 | 0 | 0 | 0.36231 | 0.36231 | 0 | 0 | 0 | 0.36231 | 0 | 0 | 5.5511e-17 | 0 | 0 | 0.38138 | 0.36231 | 0 | 0 | 0.98109 | 3.6707 | 0 | 0.38138 | -0.38138 | 4.6673 | 77.7875 | 0.19546 | 0.39854 | 0 | 0 | 3.6707
2007-02-21 04:00 | 0 | 0 | -82.1571 | 90 | 0 | 0 | 0.27124 | 0.27124 | 0 | 0 | 0 | 0.27124 | 0 | 0 | 5.5511e-17 | 0 | 0 | 0.28551 | 0.27124 | 0 | 0 | 1.4048 | 3.2893 | 0 | 0.28551 | -0.28551 | 4.3663 | 72.7716 | 0.19546 | 0.29836 | 0 | 0 | 3.2893
2007-02-21 05:00 | 0 | 0 | -80.9635 | 90 | 0 | 0 | 0.224 | 0.224 | 0 | 0 | 0 | 0.224 | 0 | 0 | 2.7756e-17 | 0 | 0 | 0.23579 | 0.224 | 0 | 0 | 1.7221 | 3.0038 | 0 | 0.23579 | -0.23579 | 4.1178 | 68.6292 | 0.19546 | 0.2464 | 0 | 0 | 3.0038
2007-02-21 06:00 | 0.00060243 | 0 | -79.2167 | 90 | 0 | 0 | 0.15142 | 0.15142 | 0 | 0 | 0 | 0.15142 | 0 | 0 | 0 | 0 | 0 | 0.15939 | 0.15142 | 0 | 0 | 1.9841 | 2.768 | 0 | 0.15939 | -0.15939 | 3.9497 | 65.829 | 0.19546 | 0.16657 | 0 | 0 | 2.768
2007-02-21 07:00 | 0.077096 | 8.2552 | -76.7982 | 79.7884 | 0.080191 | 0.14306 | 3.0012 | 3.0012 | 1.7 | 0 | 0.5202 | 3.0012 | 4.7668 | 0 | 0 | 0.22132 | 0.14306 | 1.3697 | 1.3012 | 0 | 0 | 2.1612 | 2.6086 | 0 | 1.2266 | -1.2266 | 2.6568 | 44.2794 | 0.19546 | 3.3013 | 0.11445 | 1.7 | 2.7517
2007-02-21 08:00 | 0.33585 | 22.5757 | -73.3772 | 65.1267 | 0.36056 | 0.64323 | 1.0719 | 1.0719 | 1.7 | 0 | 0.5202 | 1.0719 | 60.0096 | 0 | 0 | 0 | 0.64323 | 0 | 0 | 0.62812 | 0.59671 | 3.5241 | 1.382 | 1.2399 | 0 | 1.2399 | 3.8331 | 63.8847 | 0.19598 | 1.1791 | 0.51459 | 1.7 | 2.0252
2007-02-21 09:00 | 0.41222 | 36.5783 | -68.2331 | 50.5591 | 0.42351 | 0.75554 | 0.79666 | 0.79666 | 1.7 | 0 | 0.5202 | 0.79666 | 94.8378 | 0 | 0 | 0 | 0.75554 | 0 | 0 | 0.90334 | 0.85817 | 2.2841 | 2.498 | 1.6137 | 0 | 1.6137 | 5.364 | 89.3996 | 0.19626 | 0.87633 | 0.60443 | 1.7 | 3.2535
2007-02-21 10:00 | 0.80783 | 49.9231 | -59.7176 | 36.229 | 0.84941 | 1.5154 | 3.0967 | 3.08 | 1.7 | 0 | 0.5202 | 3.08 | 49.1997 | 0 | 0.016742 | 0.32642 | 1.5154 | 1.4526 | 1.38 | 0 | 0 | 0.67043 | 3.9503 | 0.06272 | 0 | 0.06272 | 5.4235 | 90.3912 | 0.19621 | 3.4064 | 1.2123 | 1.7 | 5.4657
2007-02-21 11:00 | 0.76962 | 61.6609 | -43.7505 | 22.6207 | 0.79842 | 1.4244 | 2.2975 | 2.2975 | 1.5216 | 0 | 0.47151 | 2.2975 | 61.9978 | 2.2204e-16 | 0 | 0 | 1.4244 | 0.81668 | 0.77584 | 0 | 0 | 0.60771 | 4.0067 | 0.60771 | 0 | 0.60771 | 6 | 100 | 0.19642 | 2.5272 | 1.1395 | 1.7 | 5.4311
2007-02-21 12:00 | 0.65169 | 68.9074 | -12.5467 | 12.4246 | 0.66435 | 1.1852 | 1.0334 | 1.0334 | 0 | 0 | 0 | 1.0334 | 114.6889 | 0.097406 | 0 | 0 | 1.1852 | 1.0878 | 1.0334 | 0 | 0 | 0 | 4.5537 | 0 | 0 | 0 | 6 | 100 | 0.19642 | 1.1368 | 0.94816 | 0 | 5.7389
2007-02-21 13:00 | 0.68767 | 66.9438 | 26.9066 | 15.5195 | 0.70459 | 1.257 | 0.8537 | 0.8537 | 0 | 0 | 0 | 0.8537 | 147.2409 | 0.35836 | 0 | 0 | 1.257 | 0.89863 | 0.8537 | 0 | 0 | 0 | 4.5537 | 0 | 0 | 0 | 6 | 100 | 0.19642 | 0.93907 | 1.0056 | 0 | 5.8107
2007-02-21 14:00 | 0.77584 | 57.3937 | 51.3022 | 27.7683 | 0.80854 | 1.4424 | 0.077285 | 0.077285 | 0 | 0 | 0 | 0.077285 | 1866.367 | 1.3611 | 0 | 0 | 1.4424 | 0.081353 | 0.077285 | 0 | 0 | 0 | 4.5537 | 0 | 0 | 0 | 6 | 100 | 0.19642 | 0.085014 | 1.1539 | 0 | 5.9961
2007-02-21 15:00 | 0.25523 | 44.8388 | 63.6151 | 41.7685 | 0.2546 | 0.45421 | 0.2164 | 0.2164 | 0 | 0 | 0 | 0.2164 | 209.8988 | 0.22643 | 0 | 0 | 0.45421 | 0.22779 | 0.2164 | 0 | 0 | 0 | 4.5537 | 0 | 0 | 0 | 6 | 100 | 0.19642 | 0.23804 | 0.36337 | 0 | 5.0079
2007-02-21 16:00 | 0.18653 | 31.174 | 70.5166 | 56.2189 | 0.18617 | 0.33213 | 0.76395 | 0.76395 | 0 | 0 | 0 | 0.76395 | 43.4759 | 0 | 1.1102e-16 | 0 | 0.33213 | 0.80416 | 0.76395 | 0 | 0 | 0 | 4.5537 | 0 | 0.47203 | -0.47203 | 5.5025 | 91.7074 | 0.19642 | 0.84035 | 0.26571 | 0 | 4.8858
2007-02-21 17:00 | 0.20959 | 17.0223 | 74.8632 | 70.8336 | 0.22175 | 0.3956 | 0.73435 | 0.73435 | 0 | 0 | 0 | 0.73435 | 53.8704 | 0 | 1.1102e-16 | 0 | 0.3956 | 0.773 | 0.73435 | 0 | 0 | 0.52447 | 4.0817 | 0 | 0.3774 | -0.3774 | 5.1046 | 85.0771 | 0.19642 | 0.80779 | 0.31648 | 0 | 4.4773
2007-02-21 18:00 | 0.04027 | 2.6225 | 77.8359 | 85.513 | 0.052674 | 0.09397 | 1.2634 | 1.2634 | 1.7 | 0 | 0.5202 | 1.2634 | 7.438 | 0 | 0 | 0 | 0.09397 | 0 | 0 | 0.43662 | 0.41479 | 0.94381 | 3.7043 | 0.50876 | 0 | 0.50876 | 5.5873 | 93.1213 | 0.19666 | 1.3897 | 0.075176 | 1.7 | 3.7982
2007-02-21 19:00 | 0 | 0 | 79.9668 | 90 | 0 | 0 | 1.5932 | 1.5932 | 1.7 | 0 | 0.5202 | 1.5932 | 0 | 0 | 0 | 0 | 0 | 0 | 0 | 0.10684 | 0.10149 | 0.43505 | 4.1621 | 0.10149 | 0 | 0.10149 | 5.6836 | 94.7261 | 0.1967 | 1.7525 | 0 | 1.7 | 4.1621
2007-02-21 20:00 | 0 | 0 | 81.4939 | 90 | 0 | 0 | 0 | 0 | 0 | 0 | 0 | 0 | 0 | 0 | 0 | 0 | 0 | 0 | 0 | 0 | 0 | 0.33355 | 4.2535 | 0 | 0 | 0 | 5.6836 | 94.7261 | 0.1967 | 0 | 0 | 0 | 4.2535
2007-02-21 21:00 | 0 | 0 | 82.4622 | 90 | 0 | 0 | 0 | 0 | 0 | 0 | 0 | 0 | 0 | 0 | 0 | 0 | 0 | 0 | 0 | 0 | 0 | 0.33355 | 4.2535 | 0 | 0 | 0 | 5.6836 | 94.7261 | 0.1967 | 0 | 0 | 0 | 4.2535
2007-02-21 22:00 | 0 | 0 | 82.6386 | 90 | 0 | 0 | 0.15747 | 0.15747 | 0 | 0 | 0 | 0.15747 | 0 | 0 | 0 | 0 | 0 | 0.16576 | 0.15747 | 0 | 0 | 0.33355 | 4.2535 | 0 | 0.16576 | -0.16576 | 5.5088 | 91.814 | 0.1967 | 0.17322 | 0 | 0 | 4.2535
2007-02-21 23:00 | 0 | 0 | 80.7292 | 90 | 0 | 0 | 0 | 0 | 0 | 0 | 0 | 0 | 0 | 0 | 0 | 0 | 0 | 0 | 0 | 0 | 0 | 0.51773 | 4.0877 | 0 | 0 | 0 | 5.5088 | 91.814 | 0.1967 | 0 | 0 | 0 | 4.0877
2007-02-22 | 0 | 0 | 63.3904 | 90 | 0 | 0 | 0.45038 | 0.45038 | 0 | 0 | 0 | 0.45038 | 0 | 0 | 5.5511e-17 | 0 | 0 | 0.47408 | 0.45038 | 0 | 0 | 0.51773 | 4.0877 | 0 | 0.47408 | -0.47408 | 5.0091 | 83.4852 | 0.1967 | 0.49542 | 0 | 0 | 4.0877
2007-02-22 01:00 | 0 | 0 | -76.9826 | 90 | 0 | 0 | 0.15776 | 0.15776 | 0 | 0 | 0 | 0.15776 | 0 | 0 | 2.7756e-17 | 0 | 0 | 0.16606 | 0.15776 | 0 | 0 | 1.0445 | 3.6136 | 0 | 0.16606 | -0.16606 | 4.8341 | 80.5677 | 0.1967 | 0.17354 | 0 | 0 | 3.6136
2007-02-22 02:00 | 0 | 0 | -82.7691 | 90 | 0 | 0 | 0.36209 | 0.36209 | 0 | 0 | 0 | 0.36209 | 0 | 0 | 0 | 0 | 0 | 0.38115 | 0.36209 | 0 | 0 | 1.229 | 3.4476 | 0 | 0.38115 | -0.38115 | 4.4323 | 73.8716 | 0.1967 | 0.3983 | 0 | 0 | 3.4476
2007-02-22 03:00 | 0 | 0 | -83.2518 | 90 | 0 | 0 | 0.40109 | 0.40109 | 0 | 0 | 0 | 0.40109 | 0 | 0 | 0 | 0 | 0 | 0.4222 | 0.40109 | 0 | 0 | 1.6525 | 3.0664 | 0 | 0.4222 | -0.4222 | 3.9873 | 66.4544 | 0.1967 | 0.4412 | 0 | 0 | 3.0664
2007-02-22 04:00 | 0 | 0 | -82.5883 | 90 | 0 | 0 | 0.33718 | 0.33718 | 0 | 0 | 0 | 0.33718 | 0 | 0 | 5.5511e-17 | 0 | 0 | 0.35493 | 0.33718 | 0 | 0 | 2.1216 | 2.6442 | 0 | 0.35493 | -0.35493 | 3.6131 | 60.219 | 0.1967 | 0.3709 | 0 | 0 | 2.6442
2007-02-22 05:00 | 0 | 0 | -81.3372 | 90 | 0 | 0 | 0 | 0 | 0 | 0 | 0 | 0 | 0 | 0 | 0 | 0 | 0 | 0 | 0 | 0 | 0 | 2.516 | 2.2893 | 0 | 0 | 0 | 3.6131 | 60.219 | 0.1967 | 0 | 0 | 0 | 2.2893
2007-02-22 06:00 | 0.00046853 | 0 | -79.5653 | 90 | 0 | 0 | 0.41911 | 0.41911 | 0 | 0 | 0 | 0.41911 | 0 | 0 | 5.5511e-17 | 0 | 0 | 0.44117 | 0.41911 | 0 | 0 | 2.516 | 2.2893 | 0 | 0.44117 | -0.44117 | 3.1481 | 52.4684 | 0.1967 | 0.46102 | 0 | 0 | 2.2893
2007-02-22 07:00 | 0.11524 | 8.3419 | -77.1443 | 79.756 | 0.13178 | 0.23509 | 1.6161 | 1.6161 | 1.7 | 0 | 0.5202 | 1.6161 | 14.5465 | 0 | 0 | 0 | 0.23509 | 0 | 0 | 0.083881 | 0.079687 | 3.0062 | 1.8481 | 0.31478 | 0 | 0.31478 | 3.4467 | 57.4454 | 0.19682 | 1.7777 | 0.18807 | 1.7 | 2.0832
2007-02-22 08:00 | 0.29276 | 22.6855 | -73.7409 | 65.0742 | 0.30798 | 0.54944 | 0 | 0 | 1.4526 | 0 | 0.45267 | 0 | 0 | 0 | 0 | 0 | 0.54944 | 0 | 0 | 1.4526 | 1.38 | 2.6914 | 2.1314 | 1.9294 | 0 | 1.9294 | 5.2772 | 87.9525 | 0.19656 | 0 | 0.43955 | 1.7 | 2.6809
2007-02-22 09:00 | 0.56631 | 36.7199 | -68.6365 | 50.4812 | 0.59787 | 1.0666 | 1.0885 | 1.0885 | 0 | 0 | 0 | 1.0885 | 97.9864 | 0 | 0 | 0 | 1.0666 | 1.1458 | 1.0885 | 0 | 0 | 0.76195 | 3.8679 | 0 | 0.079208 | -0.079208 | 5.1937 | 86.561 | 0.19656 | 1.1974 | 0.85327 | 0 | 4.9345
2007-02-22 10:00 | 0.83725 | 50.1129 | -60.1813 | 36.1129 | 0.87974 | 1.5694 | 0 | 0 | 0 | 0 | 0 | 0 | 0 | 0.71949 | 0 | 0 | 1.5694 | 0 | 0 | 0 | 0 | 0.84996 | 3.7887 | 0.84996 | 0 | 0.84996 | 6 | 100 | 0.19592 | 0 | 1.2556 | 0 | 5.3582
2007-02-22 11:00 | 0.90462 | 61.9266 | -44.243 | 22.4322 | 0.94495 | 1.6858 | 0 | 0 | 0 | 0 | 0 | 0 | 0 | 1.6858 | 0 | 0 | 1.6858 | 0 | 0 | 0 | 0 | 0 | 4.5537 | 0 | 0 | 0 | 6 | 100 | 0.19592 | 0 | 1.3486 | 0 | 6.2395
2007-02-22 12:00 | 0.74973 | 69.2558 | -12.7106 | 12.0903 | 0.77142 | 1.3762 | 0 | 0 | 0 | 0 | 0 | 0 | 0 | 1.3762 | 0 | 0 | 1.3762 | 0 | 0 | 0 | 0 | 0 | 4.5537 | 0 | 0 | 0 | 6 | 100 | 0.19592 | 0 | 1.101 | 0 | 5.9299
2007-02-22 13:00 | 0.73298 | 67.248 | 27.368 | 15.275 | 0.75394 | 1.345 | 1.1306 | 1.1306 | 0 | 0 | 0 | 1.1306 | 118.9688 | 0.15495 | 0 | 0 | 1.345 | 1.1901 | 1.1306 | 0 | 0 | 0 | 4.5537 | 0 | 0 | 0 | 6 | 100 | 0.19592 | 1.2436 | 1.076 | 0 | 5.8987
2007-02-22 14:00 | 0.72396 | 57.5948 | 51.8428 | 27.6512 | 0.75029 | 1.3385 | 2.7327 | 2.7327 | 1.4612 | 0 | 0.455 | 2.7327 | 48.9803 | 0 | 0 | 0 | 1.3385 | 1.3385 | 1.2716 | 0 | 0 | 0 | 4.5537 | 0 | 0 | 0 | 6 | 100 | 0.19592 | 3.006 | 1.0708 | 1.7 | 5.8922
2007-02-22 15:00 | 0.70294 | 44.9715 | 64.0774 | 41.7081 | 0.73909 | 1.3185 | 0 | 0 | 0 | 0 | 0 | 0 | 0 | 1.3185 | 0 | 0 | 1.3185 | 0 | 0 | 0 | 0 | 0 | 4.5537 | 0 | 0 | 0 | 6 | 100 | 0.19592 | 0 | 1.0548 | 0 | 5.8722
2007-02-22 16:00 | 0.46401 | 31.2644 | 70.916 | 56.1909 | 0.49075 | 0.87549 | 0 | 0 | 0 | 0 | 0 | 0 | 0 | 0.87549 | 0 | 0 | 0.87549 | 0 | 0 | 0 | 0 | 0 | 4.5537 | 0 | 0 | 0 | 6 | 100 | 0.19592 | 0 | 0.70039 | 0 | 5.4292
2007-02-22 17:00 | 0.18822 | 17.0839 | 75.2271 | 70.8286 | 0.19553 | 0.34882 | 0.8414 | 0.8414 | 0 | 0 | 0 | 0.8414 | 41.4577 | 0 | 0 | 0 | 0.34882 | 0.88568 | 0.8414 | 0 | 0 | 0 | 4.5537 | 0 | 0.53686 | -0.53686 | 5.4341 | 90.5684 | 0.19592 | 0.92553 | 0.27906 | 0 | 4.9025
2007-02-22 18:00 | 0.039645 | 2.6628 | 78.1873 | 85.5272 | 0.050487 | 0.090069 | 0.47302 | 0.47302 | 0 | 0 | 0 | 0.47302 | 19.0414 | 0 | 5.5511e-17 | 0 | 0.090069 | 0.49792 | 0.47302 | 0 | 0 | 0.59651 | 4.0168 | 0 | 0.40785 | -0.40785 | 5.0042 | 83.4033 | 0.19592 | 0.52032 | 0.072056 | 0 | 4.1069
2007-02-22 19:00 | 0 | 0 | 80.3271 | 90 | 0 | 0 | 2.0854 | 2.0854 | 1.7 | 0 | 0.5202 | 2.0854 | 0 | 0 | 0 | 0 | 0 | 0.40573 | 0.38544 | 0 | 0 | 1.0497 | 3.609 | 0 | 0.40573 | -0.40573 | 4.5765 | 76.2754 | 0.19592 | 2.294 | 0 | 1.7 | 3.609
2007-02-22 20:00 | 0 | 0 | 81.8886 | 90 | 0 | 0 | 1.8031 | 1.8031 | 1.7 | 0 | 0.5202 | 1.8031 | 0 | 0 | 0 | 0 | 0 | 0.10855 | 0.10312 | 0 | 0 | 1.5005 | 3.2033 | 0 | 0.10855 | -0.10855 | 4.4621 | 74.3684 | 0.19592 | 1.9834 | 0 | 1.7 | 3.2033
2007-02-22 21:00 | 0 | 0 | 82.9317 | 90 | 0 | 0 | 1.016 | 1.016 | 1.7 | 0 | 0.5202 | 1.016 | 0 | 0 | 0 | 0 | 0 | 0 | 0 | 0.684 | 0.6498 | 1.6211 | 3.0947 | 0.6498 | 0 | 0.6498 | 5.0786 | 84.6427 | 0.19623 | 1.1176 | 0 | 1.7 | 3.0947
2007-02-22 22:00 | 0 | 0 | 83.2675 | 90 | 0 | 0 | 0.10584 | 0.10584 | 0 | 0 | 0 | 0.10584 | 0 | 0 | 1.3878e-17 | 0 | 0 | 0.11142 | 0.10584 | 0 | 0 | 0.97128 | 3.6795 | 0 | 0.11142 | -0.11142 | 4.9611 | 82.6853 | 0.19623 | 0.11643 | 0 | 0 | 3.6795
2007-02-22 23:00 | 0 | 0 | 81.7812 | 90 | 0 | 0 | 0.48322 | 0.48322 | 0 | 0 | 0 | 0.48322 | 0 | 0 | 5.5511e-17 | 0 | 0 | 0.50865 | 0.48322 | 0 | 0 | 1.0951 | 3.5681 | 0 | 0.50865 | -0.50865 | 4.425 | 73.7493 | 0.19623 | 0.53154 | 0 | 0 | 3.5681
2007-02-23 | 0 | 0 | 67.079 | 90 | 0 | 0 | 0 | 0 | 0 | 0 | 0 | 0 | 0 | 0 | 0 | 0 | 0 | 0 | 0 | 0 | 0 | 1.6602 | 3.0595 | 0 | 0 | 0 | 4.425 | 73.7493 | 0.19623 | 0 | 0 | 0 | 3.0595
2007-02-23 01:00 | 0 | 0 | -78.9287 | 90 | 0 | 0 | 0.62985 | 0.62985 | 0 | 0 | 0 | 0.62985 | 0 | 0 | 1.1102e-16 | 0 | 0 | 0.663 | 0.62985 | 0 | 0 | 1.6602 | 3.0595 | 0 | 0.663 | -0.663 | 3.7261 | 62.1016 | 0.19623 | 0.69283 | 0 | 0 | 3.0595
2007-02-23 02:00 | 0 | 0 | -83.6087 | 90 | 0 | 0 | 0.26189 | 0.26189 | 0 | 0 | 0 | 0.26189 | 0 | 0 | 0 | 0 | 0 | 0.27568 | 0.26189 | 0 | 0 | 2.3969 | 2.3965 | 0 | 0.27568 | -0.27568 | 3.4355 | 57.2585 | 0.19623 | 0.28808 | 0 | 0 | 2.3965
2007-02-23 03:00 | 0 | 0 | -83.8068 | 90 | 0 | 0 | 0.1273 | 0.1273 | 0 | 0 | 0 | 0.1273 | 0 | 0 | 0 | 0 | 0 | 0.134 | 0.1273 | 0 | 0 | 2.7032 | 2.1208 | 0 | 0.134 | -0.134 | 3.2943 | 54.9044 | 0.19623 | 0.14003 | 0 | 0 | 2.1208
2007-02-23 04:00 | 0 | 0 | -83.023 | 90 | 0 | 0 | 0.13489 | 0.13489 | 0 | 0 | 0 | 0.13489 | 0 | 0 | 2.7756e-17 | 0 | 0 | 0.14199 | 0.13489 | 0 | 0 | 2.8521 | 1.9868 | 0 | 0.14199 | -0.14199 | 3.1446 | 52.4099 | 0.19623 | 0.14838 | 0 | 0 | 1.9868
2007-02-23 05:00 | 0 | 0 | -81.7138 | 90 | 0 | 0 | 0 | 0 | 0 | 0 | 0 | 0 | 0 | 0 | 0 | 0 | 0 | 0 | 0 | 0 | 0 | 3.0099 | 1.8448 | 0 | 0 | 0 | 3.1446 | 52.4099 | 0.19623 | 0 | 0 | 0 | 1.8448
2007-02-23 06:00 | 0.00072166 | 0 | -79.9167 | 90 | 0 | 0 | 0.34256 | 0.34256 | 0 | 0 | 0 | 0.34256 | 0 | 0 | 5.5511e-17 | 0 | 0 | 0.36059 | 0.34256 | 0 | 0 | 3.0099 | 1.8448 | 0 | 0.36059 | -0.36059 | 2.7645 | 46.075 | 0.19623 | 0.37681 | 0 | 0 | 1.8448
2007-02-23 07:00 | 0.15205 | 8.4318 | -77.4933 | 79.7209 | 0.18275 | 0.32602 | 0 | 0 | 0 | 0 | 0 | 0 | 0 | 0 | 0 | 0 | 0.32602 | 0 | 0 | 0 | 0 | 3.4105 | 1.4842 | 0.32602 | 0 | 0.32602 | 3.0738 | 51.2299 | 0.19599 | 0 | 0.26082 | 0 | 1.8102
2007-02-23 08:00 | 0.39537 | 22.7981 | -74.108 | 65.0194 | 0.4283 | 0.76408 | 1.6145 | 1.6145 | 1.7 | 0 | 0.5202 | 1.6145 | 47.3256 | 0 | 0 | 0 | 0.76408 | 0 | 0 | 0.085483 | 0.081209 | 3.0845 | 1.7776 | 0.84529 | 0 | 0.84529 | 3.8757 | 64.5951 | 0.19629 | 1.776 | 0.61126 | 1.7 | 2.5417
2007-02-23 09:00 | 0.61051 | 36.8641 | -69.044 | 50.4016 | 0.64593 | 1.1523 | 0.92899 | 0.92899 | 1.7 | 0 | 0.5202 | 0.92899 | 124.0426 | 0 | 0 | 0 | 1.1523 | 0 | 0 | 0.77101 | 0.73246 | 2.2392 | 2.5384 | 1.8848 | 0 | 1.8848 | 5.6638 | 94.3964 | 0.19636 | 1.0219 | 0.92187 | 1.7 | 3.6907
2007-02-23 10:00 | 0.6644 | 50.305 | -60.6511 | 35.9958 | 0.69007 | 1.2311 | 0.39669 | 0.39669 | 0 | 0 | 0 | 0.39669 | 310.3413 | 0.45911 | 0 | 0 | 1.2311 | 0.41757 | 0.39669 | 0 | 0 | 0.3544 | 4.2347 | 0.3544 | 0 | 0.3544 | 6 | 100 | 0.19609 | 0.43636 | 0.98487 | 0 | 5.4658
2007-02-23 11:00 | 0.79451 | 62.1949 | -44.7448 | 22.2434 | 0.82421 | 1.4704 | 0 | 0 | 0 | 0 | 0 | 0 | 0 | 1.4704 | 0 | 0 | 1.4704 | 0 | 0 | 0 | 0 | 0 | 4.5537 | 0 | 0 | 0 | 6 | 100 | 0.19609 | 0 | 1.1763 | 0 | 6.0241
2007-02-23 12:00 | 0.71702 | 69.608 | -12.8737 | 11.7528 | 0.73484 | 1.311 | 1.0505 | 1.0505 | 0 | 0 | 0 | 1.0505 | 124.7878 | 0.20512 | 0 | 0 | 1.311 | 1.1058 | 1.0505 | 0 | 0 | 0 | 4.5537 | 0 | 0 | 0 | 6 | 100 | 0.19609 | 1.1556 | 1.0488 | 0 | 5.8646
2007-02-23 13:00 | 0.64542 | 67.5524 | 27.8521 | 15.0344 | 0.65748 | 1.1729 | 0 | 0 | 0 | 0 | 0 | 0 | 0 | 1.1729 | 0 | 0 | 1.1729 | 0 | 0 | 0 | 0 | 0 | 4.5537 | 0 | 0 | 0 | 6 | 100 | 0.19609 | 0 | 0.93835 | 0 | 5.7266
2007-02-23 14:00 | 0.81161 | 57.7931 | 52.3976 | 27.5394 | 0.84596 | 1.5092 | 1.2064 | 1.2064 | 0 | 0 | 0 | 1.2064 | 125.0958 | 0.23927 | 0 | 0 | 1.5092 | 1.2699 | 1.2064 | 0 | 0 | 0 | 4.5537 | 0 | 0 | 0 | 6 | 100 | 0.19609 | 1.3271 | 1.2074 | 0 | 6.0629
2007-02-23 15:00 | 0.53434 | 45.1011 | 64.5478 | 41.6522 | 0.55021 | 0.98158 | 0 | 0 | 0 | 0 | 0 | 0 | 0 | 0.98158 | 0 | 0 | 0.98158 | 0 | 0 | 0 | 0 | 0 | 4.5537 | 0 | 0 | 0 | 6 | 100 | 0.19609 | 0 | 0.78526 | 0 | 5.5353
2007-02-23 16:00 | 0.50162 | 31.3517 | 71.3208 | 56.1668 | 0.53274 | 0.9504 | 1.7121 | 1.7121 | 0.80918 | 0 | 0.27701 | 1.7121 | 55.5122 | 0 | 0 | 0 | 0.9504 | 0.9504 | 0.90288 | 0 | 0 | 0 | 4.5537 | 0 | 0 | 0 | 6 | 100 | 0.19609 | 1.8833 | 0.76032 | 1.7 | 5.5041
2007-02-23 17:00 | 0.22446 | 17.1428 | 75.5953 | 70.8271 | 0.23904 | 0.42644 | 2.7712 | 2.7712 | 1.7 | 0 | 0.5202 | 2.7712 | 15.3881 | 0 | 0 | 0 | 0.42644 | 1.1276 | 1.0712 | 0 | 0 | 0 | 4.5537 | 0 | 0.70119 | -0.70119 | 5.2609 | 87.6814 | 0.19609 | 3.0484 | 0.34115 | 1.7 | 4.9801
2007-02-23 18:00 | 0.028455 | 2.7007 | 78.5424 | 85.5444 | 0.030488 | 0.05439 | 0.96949 | 0.96949 | 0 | 0 | 0 | 0.96949 | 5.6102 | 0 | 1.1102e-16 | 0 | 0.05439 | 1.0205 | 0.96949 | 0 | 0 | 0.7791 | 3.8525 | 0 | 0.96612 | -0.96612 | 4.2425 | 70.7084 | 0.19609 | 1.0664 | 0.043512 | 0 | 3.9069
2007-02-23 19:00 | 0 | 0 | 80.6911 | 90 | 0 | 0 | 0.25435 | 0.25435 | 0 | 0 | 0 | 0.25435 | 0 | 0 | 5.5511e-17 | 0 | 0 | 0.26773 | 0.25435 | 0 | 0 | 1.8526 | 2.8864 | 0 | 0.26773 | -0.26773 | 3.9603 | 66.0048 | 0.19609 | 0.27978 | 0 | 0 | 2.8864
2007-02-23 20:00 | 0 | 0 | 82.2874 | 90 | 0 | 0 | 0.92753 | 0.92753 | 0 | 0 | 0 | 0.92753 | 0 | 0 | 1.1102e-16 | 0 | 0 | 0.97634 | 0.92753 | 0 | 0 | 2.15 | 2.6186 | 0 | 0.97634 | -0.97634 | 2.9311 | 48.8523 | 0.19609 | 1.0203 | 0 | 0 | 2.6186
2007-02-23 21:00 | 0 | 0 | 83.406 | 90 | 0 | 0 | 0.91898 | 0.91898 | 0 | 0 | 0 | 0.91898 | 0 | 0 | 1.1102e-16 | 0 | 0 | 0.96735 | 0.91898 | 0 | 0 | 3.2349 | 1.6423 | 0 | 0.96735 | -0.96735 | 1.9115 | 31.8577 | 0.19609 | 1.0109 | 0 | 0 | 1.6423
2007-02-23 22:00 | 0 | 0 | 83.9031 | 90 | 0 | 0 | 0.35122 | 0.35122 | 0 | 0 | 0 | 0.35122 | 0 | 0 | 5.5511e-17 | 0 | 0 | 0.36971 | 0.35122 | 0 | 0 | 4.3097 | 0.67495 | 0 | 0.36971 | -0.36971 | 1.5218 | 25.3627 | 0.19609 | 0.38634 | 0 | 0 | 0.67495
2007-02-23 23:00 | 0 | 0 | 82.8478 | 90 | 0 | 0 | 0 | 0 | 0 | 0 | 0 | 0 | 0 | 0 | 0 | 0 | 0 | 0 | 0 | 0 | 0 | 4.7205 | 0.30525 | 0 | 0 | 0 | 1.5218 | 25.3627 | 0.19609 | 0 | 0 | 0 | 0.30525
2007-02-24 | 0 | 0 | 71.0371 | 90 | 0 | 0 | 0.18476 | 0.18476 | 0 | 0 | 0 | 0.18476 | 0 | 0 | 2.7756e-17 | 0 | 0 | 0.19449 | 0.18476 | 0 | 0 | 4.7205 | 0.30525 | 0 | 0.19449 | -0.19449 | 1.3168 | 21.9459 | 0.19609 | 0.20324 | 0 | 0 | 0.30525
2007-02-24 01:00 | 0 | 0 | -80.9073 | 90 | 0 | 0 | 0.26838 | 0.26838 | 1.7 | 0 | 0.5202 | 0.26838 | 0 | 0 | 0 | 0 | 0 | 0 | 0 | 1.4316 | 1.36 | 4.9366 | 0.11076 | 1.36 | 0 | 1.36 | 2.607 | 43.4499 | 0.19654 | 0.29522 | 0 | 1.7 | 0.11076
2007-02-24 02:00 | 0 | 0 | -84.4553 | 90 | 0 | 0 | 0 | 0 | 1.4526 | 0 | 0.45267 | 0 | 0 | 0 | 0 | 0 | 0 | 0 | 0 | 1.4526 | 1.38 | 3.5765 | 1.3348 | 1.38 | 0 | 1.38 | 3.9162 | 65.2696 | 0.19669 | 0 | 0 | 1.7 | 1.3348
2007-02-24 03:00 | 0 | 0 | -84.3659 | 90 | 0 | 0 | 0 | 0 | 1.4526 | 0 | 0.45267 | 0 | 0 | 0 | 0 | 0 | 0 | 0 | 0 | 1.4526 | 1.38 | 2.1965 | 2.5768 | 1.38 | 0 | 1.38 | 5.2254 | 87.0893 | 0.19684 | 0 | 0 | 1.7 | 2.5768
2007-02-24 04:00 | 0 | 0 | -83.4609 | 90 | 0 | 0 | 0.27802 | 0.27802 | 0 | 0 | 0 | 0.27802 | 0 | 0 | 5.5511e-17 | 0 | 0 | 0.29265 | 0.27802 | 0 | 0 | 0.81655 | 3.8188 | 0 | 0.29265 | -0.29265 | 4.9169 | 81.9479 | 0.19684 | 0.30582 | 0 | 0 | 3.8188
2007-02-24 05:00 | 0 | 0 | -82.0933 | 90 | 0 | 0 | 0 | 0 | 0 | 0 | 0 | 0 | 0 | 0 | 0 | 0 | 0 | 0 | 0 | 0 | 0 | 1.1417 | 3.5261 | 0 | 0 | 0 | 4.9169 | 81.9479 | 0.19684 | 0 | 0 | 0 | 3.5261
2007-02-24 06:00 | 0.00070431 | 0 | -80.2709 | 90 | 0 | 0 | 0.33552 | 0.33552 | 0 | 0 | 0 | 0.33552 | 0 | 0 | 5.5511e-17 | 0 | 0 | 0.35318 | 0.33552 | 0 | 0 | 1.1417 | 3.5261 | 0 | 0.35318 | -0.35318 | 4.5446 | 75.7431 | 0.19684 | 0.36908 | 0 | 0 | 3.5261
2007-02-24 07:00 | 0.13947 | 8.5248 | -77.8451 | 79.6832 | 0.16435 | 0.29321 | 0.17871 | 0.17871 | 0 | 0 | 0 | 0.17871 | 164.0635 | 0 | 0 | 0 | 0.29321 | 0.18812 | 0.17871 | 0 | 0 | 1.5341 | 3.173 | 0.10508 | 0 | 0.10508 | 4.6443 | 77.4046 | 0.19677 | 0.19659 | 0.23456 | 0 | 3.4662
2007-02-24 08:00 | 0.32712 | 22.9136 | -74.4783 | 64.9625 | 0.34744 | 0.61984 | 2.021 | 2.021 | 1.7 | 0 | 0.5202 | 2.021 | 30.6694 | 0 | 0 | 0 | 0.61984 | 0.33792 | 0.32102 | 0 | 0 | 1.4291 | 3.2675 | 0.28191 | 0 | 0.28191 | 4.9117 | 81.8621 | 0.19686 | 2.2231 | 0.49587 | 1.7 | 3.8874
2007-02-24 09:00 | 0.50355 | 37.0107 | -69.4556 | 50.3204 | 0.52511 | 0.9368 | 1.3308 | 1.3308 | 1.5307 | 0 | 0.47397 | 1.3308 | 70.3913 | 0 | 0 | 0 | 0.9368 | 0 | 0 | 0.19983 | 0.18984 | 1.1471 | 3.5213 | 1.1266 | 0 | 1.1266 | 5.9806 | 99.6757 | 0.19726 | 1.4639 | 0.74944 | 1.7 | 4.4581
2007-02-24 10:00 | 0.75094 | 50.4992 | -61.1269 | 35.8778 | 0.78468 | 1.3999 | 0.87536 | 0.87536 | 0 | 0 | 0 | 0.87536 | 159.9199 | 0.45793 | 0 | 0 | 1.3999 | 0.92143 | 0.87536 | 0 | 0 | 0.020509 | 4.5352 | 0.020509 | 0 | 0.020509 | 6 | 100 | 0.19725 | 0.9629 | 1.1199 | 0 | 5.9351
2007-02-24 11:00 | 0.98727 | 62.4658 | -45.2561 | 22.0544 | 1.0304 | 1.8382 | 1.2077 | 1.2077 | 0 | 0 | 0 | 1.2077 | 152.2082 | 0.56695 | 0 | 0 | 1.8382 | 1.2712 | 1.2077 | 0 | 0 | 0 | 4.5537 | 0 | 0 | 0 | 6 | 100 | 0.19725 | 1.3285 | 1.4706 | 0 | 6.3919
2007-02-24 12:00 | 0.80636 | 69.9638 | -13.0361 | 11.4124 | 0.8323 | 1.4848 | 0 | 0 | 0 | 0 | 0 | 0 | 0 | 1.4848 | 0 | 0 | 1.4848 | 0 | 0 | 0 | 0 | 0 | 4.5537 | 0 | 0 | 0 | 6 | 100 | 0.19725 | 0 | 1.1879 | 0 | 6.0385
2007-02-24 13:00 | 0.86584 | 67.8568 | 28.3597 | 14.7981 | 0.89833 | 1.6026 | 1.8602 | 1.8602 | 0.48025 | 0 | 0.18721 | 1.8602 | 86.1507 | 0.14998 | 0 | 0 | 1.6026 | 1.4526 | 1.38 | 0 | 0 | 0 | 4.5537 | 0 | 0 | 0 | 6 | 100 | 0.19725 | 2.0463 | 1.2821 | 1.7 | 6.1563
2007-02-24 14:00 | 0.93619 | 57.9887 | 52.9667 | 27.433 | 0.97836 | 1.7454 | 0 | 0 | 0 | 0 | 0 | 0 | 0 | 1.7454 | 0 | 0 | 1.7454 | 0 | 0 | 0 | 0 | 0 | 4.5537 | 0 | 0 | 0 | 6 | 100 | 0.19725 | 0 | 1.3963 | 0 | 6.2991
2007-02-24 15:00 | 0.60813 | 45.2274 | 65.0262 | 41.6009 | 0.63214 | 1.1277 | 1.4165 | 1.4165 | 0.425 | 0 | 0.17213 | 1.4165 | 79.616 | 0.084084 | 0 | 0 | 1.1277 | 1.0437 | 0.99147 | 0 | 0 | 0 | 4.5537 | 0 | 0 | 0 | 6 | 100 | 0.19725 | 1.5581 | 0.90219 | 1.7 | 5.6814
2007-02-24 16:00 | 0.37951 | 31.4359 | 71.7311 | 56.1467 | 0.39223 | 0.69973 | 1.3154 | 1.3154 | 0.65063 | 0 | 0.23372 | 1.3154 | 53.1965 | 1.1102e-16 | 0 | 0 | 0.69973 | 0.69973 | 0.66475 | 0 | 0 | 0 | 4.5537 | 0 | 0 | 0 | 6 | 100 | 0.19725 | 1.4469 | 0.55979 | 1.7 | 5.2534
2007-02-24 17:00 | 0.24535 | 17.1989 | 75.9677 | 70.829 | 0.26427 | 0.47146 | 2.2543 | 2.2543 | 1.7 | 0 | 0.5202 | 2.2543 | 20.9138 | 0 | 0 | 0 | 0.47146 | 0.58345 | 0.55428 | 0 | 0 | 0 | 4.5537 | 0 | 0.112 | -0.112 | 5.882 | 98.0324 | 0.19725 | 2.4797 | 0.37716 | 1.7 | 5.0251
2007-02-24 18:00 | 0.045546 | 2.7362 | 78.9012 | 85.5647 | 0.061688 | 0.11005 | 0.28117 | 0.28117 | 0 | 0 | 0 | 0.28117 | 39.14 | 0 | 0 | 0 | 0.11005 | 0.29597 | 0.28117 | 0 | 0 | 0.12444 | 4.4417 | 0 | 0.18592 | -0.18592 | 5.686 | 94.7662 | 0.19725 | 0.30929 | 0.088041 | 0 | 4.5517
2007-02-24 19:00 | 0 | 0 | 81.0586 | 90 | 0 | 0 | 3.1897 | 3.08 | 1.7 | 0 | 0.5202 | 3.08 | 0 | 0 | 0.10967 | 0.42864 | 0 | 1.4526 | 1.38 | 0 | 0 | 0.33102 | 4.2558 | 0 | 1.4526 | -1.4526 | 4.1548 | 69.2461 | 0.19725 | 3.5086 | 0 | 1.7 | 4.2558
2007-02-24 20:00 | 0 | 0 | 82.6899 | 90 | 0 | 0 | 2.3881 | 2.3881 | 1.7 | 0 | 0.5202 | 2.3881 | 0 | 0 | 0 | 0 | 0 | 0.72429 | 0.68807 | 0 | 0 | 1.9451 | 2.8031 | 0 | 0.72429 | -0.72429 | 3.3913 | 56.5217 | 0.19725 | 2.6269 | 0 | 1.7 | 2.8031
2007-02-24 21:00 | 0 | 0 | 83.8847 | 90 | 0 | 0 | 1.6332 | 1.6332 | 1.7 | 0 | 0.5202 | 1.6332 | 0 | 0 | 0 | 0 | 0 | 0 | 0 | 0.066792 | 0.063453 | 2.7498 | 2.0789 | 0.063453 | 0 | 0.063453 | 3.4515 | 57.525 | 0.19728 | 1.7965 | 0 | 1.7 | 2.0789
2007-02-24 22:00 | 0 | 0 | 84.5452 | 90 | 0 | 0 | 0.26439 | 0.26439 | 1.7 | 0 | 0.5202 | 0.26439 | 0 | 0 | 0 | 0 | 0 | 0 | 0 | 1.4356 | 1.3638 | 2.6864 | 2.136 | 1.3638 | 0 | 1.3638 | 4.7453 | 79.089 | 0.19771 | 0.29083 | 0 | 1.7 | 2.136
2007-02-24 23:00 | 0 | 0 | 83.9286 | 90 | 0 | 0 | 0.5612 | 0.5612 | 1.7 | 0 | 0.5202 | 0.5612 | 0 | 0 | 0 | 0 | 0 | 0 | 0 | 1.1388 | 1.0819 | 1.3225 | 3.3634 | 1.0819 | 0 | 1.0819 | 5.7717 | 96.1946 | 0.19819 | 0.61732 | 0 | 1.7 | 3.3634
2007-02-25 | 0 | 0 | 75.2602 | 90 | 0 | 0 | 0.20068 | 0.20068 | 0 | 0 | 0 | 0.20068 | 0 | 0 | 2.7756e-17 | 0 | 0 | 0.21125 | 0.20068 | 0 | 0 | 0.24067 | 4.3371 | 0 | 0.21125 | -0.21125 | 5.549 | 92.4834 | 0.19819 | 0.22075 | 0 | 0 | 4.3371
2007-02-25 01:00 | 0 | 0 | -82.9122 | 90 | 0 | 0 | 0 | 0 | 0 | 0 | 0 | 0 | 0 | 0 | 0 | 0 | 0 | 0 | 0 | 0 | 0 | 0.47539 | 4.1258 | 0 | 0 | 0 | 5.549 | 92.4834 | 0.19819 | 0 | 0 | 0 | 4.1258
2007-02-25 02:00 | 0 | 0 | -85.3081 | 90 | 0 | 0 | 0 | 0 | 0 | 0 | 0 | 0 | 0 | 0 | 0 | 0 | 0 | 0 | 0 | 0 | 0 | 0.47539 | 4.1258 | 0 | 0 | 0 | 5.549 | 92.4834 | 0.19819 | 0 | 0 | 0 | 4.1258
2007-02-25 03:00 | 0 | 0 | -84.929 | 90 | 0 | 0 | 0.21912 | 0.21912 | 0 | 0 | 0 | 0.21912 | 0 | 0 | 2.7756e-17 | 0 | 0 | 0.23065 | 0.21912 | 0 | 0 | 0.47539 | 4.1258 | 0 | 0.23065 | -0.23065 | 5.3059 | 88.4313 | 0.19819 | 0.24103 | 0 | 0 | 4.1258
2007-02-25 04:00 | 0 | 0 | -83.9018 | 90 | 0 | 0 | 0.077636 | 0.077636 | 0 | 0 | 0 | 0.077636 | 0 | 0 | 1.3878e-17 | 0 | 0 | 0.081722 | 0.077636 | 0 | 0 | 0.73167 | 3.8952 | 0 | 0.081722 | -0.081722 | 5.2197 | 86.9956 | 0.19819 | 0.0854 | 0 | 0 | 3.8952
2007-02-25 05:00 | 0 | 0 | -82.4754 | 90 | 0 | 0 | 0.29819 | 0.29819 | 0 | 0 | 0 | 0.29819 | 0 | 0 | 5.5511e-17 | 0 | 0 | 0.31388 | 0.29819 | 0 | 0 | 0.82247 | 3.8135 | 0 | 0.31388 | -0.31388 | 4.8889 | 81.4814 | 0.19819 | 0.328 | 0 | 0 | 3.8135
2007-02-25 06:00 | 0.00085014 | 0 | -80.6276 | 90 | 0 | 0 | 0.15936 | 0.15936 | 0 | 0 | 0 | 0.15936 | 0 | 0 | 0 | 0 | 0 | 0.16775 | 0.15936 | 0 | 0 | 1.1712 | 3.4996 | 0 | 0.16775 | -0.16775 | 4.7121 | 78.5343 | 0.19819 | 0.1753 | 0 | 0 | 3.4996
2007-02-25 07:00 | 0.095868 | 8.6209 | -78.1996 | 79.643 | 0.10234 | 0.18257 | 0.88959 | 0.88959 | 0 | 0 | 0 | 0.88959 | 20.5225 | 0 | 0 | 0 | 0.18257 | 0.93641 | 0.88959 | 0 | 0 | 1.3576 | 3.3318 | 0 | 0.75385 | -0.75385 | 3.9174 | 65.2905 | 0.19819 | 0.97855 | 0.14605 | 0 | 3.5144
2007-02-25 08:00 | 0.31526 | 23.0317 | -74.8517 | 64.9035 | 0.33255 | 0.59327 | 0 | 0 | 0 | 0 | 0 | 0 | 0 | 0 | 0 | 0 | 0.59327 | 0 | 0 | 0 | 0 | 2.1952 | 2.578 | 0.59327 | 0 | 0.59327 | 4.4803 | 74.6709 | 0.19776 | 0 | 0.47462 | 0 | 3.1713
2007-02-25 09:00 | 0.37827 | 37.1597 | -69.8713 | 50.2377 | 0.38452 | 0.68598 | 0 | 0 | 0 | 0 | 0 | 0 | 0 | 0 | 0 | 0 | 0.68598 | 0 | 0 | 0 | 0 | 1.602 | 3.1119 | 0.68598 | 0 | 0.68598 | 5.131 | 85.5172 | 0.19727 | 0 | 0.54878 | 0 | 3.7979
2007-02-25 10:00 | 0.54665 | 50.6955 | -61.6089 | 35.7591 | 0.55831 | 0.99602 | 0.017755 | 0.017755 | 0 | 0 | 0 | 0.017755 | 5609.796 | 0.061352 | 0 | 0 | 0.99602 | 0.018689 | 0.017755 | 0 | 0 | 0.91598 | 3.7293 | 0.91598 | 0 | 0.91598 | 6 | 100 | 0.19661 | 0.01953 | 0.79681 | 0 | 4.7253
2007-02-25 11:00 | 0.45705 | 62.739 | -45.7772 | 21.8656 | 0.45848 | 0.81793 | 0.2252 | 0.2252 | 0 | 0 | 0 | 0.2252 | 363.1939 | 0.58087 | 0 | 0 | 0.81793 | 0.23706 | 0.2252 | 0 | 0 | 0 | 4.5537 | 0 | 0 | 0 | 6 | 100 | 0.19661 | 0.24772 | 0.65434 | 0 | 5.3716
2007-02-25 12:00 | 0.8602 | 70.323 | -13.1981 | 11.0692 | 0.89034 | 1.5884 | 2.8219 | 2.8219 | 1.4419 | 0 | 0.44973 | 2.8219 | 56.288 | 0.13574 | 0 | 0.02404 | 1.5884 | 1.4526 | 1.38 | 0 | 0 | 0 | 4.5537 | 0 | 0 | 0 | 6 | 100 | 0.19661 | 3.104 | 1.2707 | 1.7 | 6.1421
2007-02-25 13:00 | 0.83582 | 68.1609 | 28.8914 | 14.5668 | 0.86473 | 1.5427 | 0 | 0 | 0 | 0 | 0 | 0 | 0 | 1.5427 | 0 | 0 | 1.5427 | 0 | 0 | 0 | 0 | 0 | 4.5537 | 0 | 0 | 0 | 6 | 100 | 0.19661 | 0 | 1.2341 | 0 | 6.0964
2007-02-25 14:00 | 0.92625 | 58.1812 | 53.55 | 27.3321 | 0.96681 | 1.7248 | 0.91049 | 0.91049 | 0 | 0 | 0 | 0.91049 | 189.4347 | 0.76638 | 0 | 0 | 1.7248 | 0.95842 | 0.91049 | 0 | 0 | 0 | 4.5537 | 0 | 0 | 0 | 6 | 100 | 0.19661 | 1.0015 | 1.3798 | 0 | 6.2785
2007-02-25 15:00 | 0.81033 | 45.3504 | 65.5124 | 41.5543 | 0.85095 | 1.5181 | 0 | 0 | 0 | 0 | 0 | 0 | 0 | 1.5181 | 0 | 0 | 1.5181 | 0 | 0 | 0 | 0 | 0 | 4.5537 | 0 | 0 | 0 | 6 | 100 | 0.19661 | 0 | 1.2145 | 0 | 6.0718
2007-02-25 16:00 | 0.36036 | 31.517 | 72.1466 | 56.1306 | 0.37018 | 0.6604 | 2.1884 | 2.1884 | 1.561 | 0 | 0.48226 | 2.1884 | 30.1771 | 0 | 0 | 0 | 0.6604 | 0.6604 | 0.62738 | 0 | 0 | 0 | 4.5537 | 0 | 0 | 0 | 6 | 100 | 0.19661 | 2.4073 | 0.52832 | 1.7 | 5.2141
2007-02-25 17:00 | 0.16142 | 17.2523 | 76.3441 | 70.8344 | 0.16426 | 0.29303 | 0.94712 | 0.94712 | 0 | 0 | 0 | 0.94712 | 30.9393 | 0 | 1.1102e-16 | 0 | 0.29303 | 0.99697 | 0.94712 | 0 | 0 | 0 | 4.5537 | 0 | 0.70393 | -0.70393 | 5.258 | 87.6332 | 0.19661 | 1.0418 | 0.23443 | 0 | 4.8467
2007-02-25 18:00 | 0.039152 | 2.7693 | 79.2636 | 85.588 | 0.047512 | 0.084761 | 0 | 0 | 0 | 0 | 0 | 0 | 0 | 0 | 0 | 0 | 0.084761 | 0 | 0 | 0 | 0 | 0.78215 | 3.8498 | 0.084761 | 0 | 0.084761 | 5.3384 | 88.9733 | 0.19655 | 0 | 0.067809 | 0 | 3.9345
2007-02-25 19:00 | 0 | 0 | 81.4296 | 90 | 0 | 0 | 1.99 | 1.99 | 1.7 | 0 | 0.5202 | 1.99 | 0 | 0 | 0 | 0 | 0 | 0.30529 | 0.29003 | 0 | 0 | 0.69739 | 3.926 | 0 | 0.30529 | -0.30529 | 5.0166 | 83.6099 | 0.19655 | 2.189 | 0 | 1.7 | 3.926
2007-02-25 20:00 | 0 | 0 | 83.0961 | 90 | 0 | 0 | 1.4175 | 1.4175 | 1.7 | 0 | 0.5202 | 1.4175 | 0 | 0 | 0 | 0 | 0 | 0 | 0 | 0.28252 | 0.2684 | 1.0366 | 3.6207 | 0.2684 | 0 | 0.2684 | 5.2712 | 87.8536 | 0.19667 | 1.5592 | 0 | 1.7 | 3.6207
2007-02-25 21:00 | 0 | 0 | 84.368 | 90 | 0 | 0 | 2.2047 | 2.2047 | 1.7 | 0 | 0.5202 | 2.2047 | 0 | 0 | 0 | 0 | 0 | 0.53126 | 0.5047 | 0 | 0 | 0.7682 | 3.8623 | 0 | 0.53126 | -0.53126 | 4.7112 | 78.5204 | 0.19667 | 2.4252 | 0 | 1.7 | 3.8623
2007-02-25 22:00 | 0 | 0 | 85.1937 | 90 | 0 | 0 | 0 | 0 | 1.43 | 0 | 0.44649 | 0 | 0 | -2.2204e-16 | 0 | 0 | 0 | 0 | 0 | 1.43 | 1.3585 | 1.3585 | 3.331 | 1.3585 | 0 | 1.3585 | 6 | 100 | 0.19681 | 0 | 0 | 1.7 | 3.331
2007-02-25 23:00 | 0 | 0 | 85.0231 | 90 | 0 | 0 | 0.34648 | 0.34648 | 0 | 0 | 0 | 0.34648 | 0 | 0 | 0 | 0 | 0 | 0.36472 | 0.34648 | 0 | 0 | 0 | 4.5537 | 0 | 0.36472 | -0.36472 | 5.6156 | 93.5925 | 0.19681 | 0.38113 | 0 | 0 | 4.5537
2007-02-26 | 0 | 0 | 79.7329 | 90 | 0 | 0 | 0.034016 | 0.034016 | 0 | 0 | 0 | 0.034016 | 0 | 0 | 6.9389e-18 | 0 | 0 | 0.035807 | 0.034016 | 0 | 0 | 0.40525 | 4.189 | 0 | 0.035807 | -0.035807 | 5.5778 | 92.9635 | 0.19681 | 0.037418 | 0 | 0 | 4.189
2007-02-26 01:00 | 0 | 0 | -84.9367 | 90 | 0 | 0 | 0 | 0 | 0 | 0 | 0 | 0 | 0 | 0 | 0 | 0 | 0 | 0 | 0 | 0 | 0 | 0.44503 | 4.1532 | 0 | 0 | 0 | 5.5778 | 92.9635 | 0.19681 | 0 | 0 | 0 | 4.1532
2007-02-26 02:00 | 0 | 0 | -86.1663 | 90 | 0 | 0 | 0 | 0 | 0 | 0 | 0 | 0 | 0 | 0 | 0 | 0 | 0 | 0 | 0 | 0 | 0 | 0.44503 | 4.1532 | 0 | 0 | 0 | 5.5778 | 92.9635 | 0.19681 | 0 | 0 | 0 | 4.1532
2007-02-26 03:00 | 0 | 0 | -85.4956 | 90 | 0 | 0 | 0.16685 | 0.16685 | 0 | 0 | 0 | 0.16685 | 0 | 0 | 2.7756e-17 | 0 | 0 | 0.17563 | 0.16685 | 0 | 0 | 0.44503 | 4.1532 | 0 | 0.17563 | -0.17563 | 5.3927 | 89.878 | 0.19681 | 0.18353 | 0 | 0 | 4.1532
2007-02-26 04:00 | 0 | 0 | -84.3457 | 90 | 0 | 0 | 0.60999 | 0.60999 | 0 | 0 | 0 | 0.60999 | 0 | 0 | 1.1102e-16 | 0 | 0 | 0.6421 | 0.60999 | 0 | 0 | 0.64018 | 3.9775 | 0 | 0.6421 | -0.6421 | 4.7159 | 78.5975 | 0.19681 | 0.67099 | 0 | 0 | 3.9775
2007-02-26 05:00 | 0 | 0 | -82.8601 | 90 | 0 | 0 | 0.15538 | 0.15538 | 0 | 0 | 0 | 0.15538 | 0 | 0 | 0 | 0 | 0 | 0.16356 | 0.15538 | 0 | 0 | 1.3536 | 3.3354 | 0 | 0.16356 | -0.16356 | 4.5435 | 75.724 | 0.19681 | 0.17092 | 0 | 0 | 3.3354
2007-02-26 06:00 | 0.00094895 | 0 | -80.9868 | 90 | 0 | 0 | 0.32816 | 0.32816 | 0 | 0 | 0 | 0.32816 | 0 | 0 | 0 | 0 | 0 | 0.34543 | 0.32816 | 0 | 0 | 1.5353 | 3.1719 | 0 | 0.34543 | -0.34543 | 4.1793 | 69.6555 | 0.19681 | 0.36097 | 0 | 0 | 3.1719
2007-02-26 07:00 | 0.13956 | 8.7201 | -78.5568 | 79.6003 | 0.16178 | 0.28861 | 1.2333 | 1.2333 | 0 | 0 | 0 | 1.2333 | 23.4012 | 0 | 0 | 0 | 0.28861 | 1.2982 | 1.2333 | 0 | 0 | 1.9192 | 2.8264 | 0 | 1.0096 | -1.0096 | 3.1151 | 51.9184 | 0.19681 | 1.3566 | 0.23089 | 0 | 3.1151
2007-02-26 08:00 | 0.43215 | 23.1524 | -75.2281 | 64.8426 | 0.46569 | 0.83079 | 1.3646 | 1.3646 | 1.7 | 0 | 0.5202 | 1.3646 | 60.8797 | 0 | 0 | 0 | 0.83079 | 0 | 0 | 0.33536 | 0.3186 | 3.041 | 1.8168 | 1.1494 | 0 | 1.1494 | 4.2055 | 70.0917 | 0.19722 | 1.5011 | 0.66463 | 1.7 | 2.6476
2007-02-26 09:00 | 0.65707 | 37.3108 | -70.2909 | 50.1535 | 0.69299 | 1.2363 | 1.637 | 1.637 | 1.7 | 0 | 0.5202 | 1.637 | 75.5208 | 0 | 0 | 0 | 1.2363 | 0 | 0 | 0.062972 | 0.059823 | 1.8916 | 2.8513 | 1.2961 | 0 | 1.2961 | 5.4351 | 90.5851 | 0.19765 | 1.8007 | 0.98904 | 1.7 | 4.0876
2007-02-26 10:00 | 0.87038 | 50.8937 | -62.0971 | 35.6398 | 0.91016 | 1.6237 | 1.3364 | 1.3364 | 0.425 | 0 | 0.17213 | 1.3364 | 121.5049 | 0.068963 | 0 | 0 | 1.6237 | 0.95932 | 0.91135 | 0 | 0 | 0.59545 | 4.0178 | 0.59545 | 0 | 0.59545 | 6 | 100 | 0.19723 | 1.47 | 1.299 | 1.7 | 5.6415
2007-02-26 11:00 | 1.0008 | 63.0143 | -46.3086 | 21.6772 | 1.0422 | 1.8594 | 1.9888 | 1.9888 | 0.60879 | 0 | 0.2223 | 1.9888 | 93.4924 | 0.40673 | 0 | 0 | 1.8594 | 1.4526 | 1.38 | 0 | 0 | 0 | 4.5537 | 0 | 0 | 0 | 6 | 100 | 0.19723 | 2.1877 | 1.4875 | 1.7 | 6.4131
2007-02-26 12:00 | 1.128 | 70.6858 | -13.3596 | 10.7234 | 1.1733 | 2.0932 | 0.33559 | 0.33559 | 0 | 0 | 0 | 0.33559 | 623.7346 | 1.7399 | 0 | 0 | 2.0932 | 0.35325 | 0.33559 | 0 | 0 | 0 | 4.5537 | 0 | 0 | 0 | 6 | 100 | 0.19723 | 0.36915 | 1.6745 | 0 | 6.6469
2007-02-26 13:00 | 0.93764 | 68.4645 | 29.448 | 14.3409 | 0.97384 | 1.7373 | 0 | 0 | 0 | 0 | 0 | 0 | 0 | 1.7373 | 0 | 0 | 1.7373 | 0 | 0 | 0 | 0 | 0 | 4.5537 | 0 | 0 | 0 | 6 | 100 | 0.19723 | 0 | 1.3899 | 0 | 6.291
2007-02-26 14:00 | 0.84687 | 58.3704 | 54.1473 | 27.2371 | 0.88126 | 1.5722 | 0 | 0 | 0 | 0 | 0 | 0 | 0 | 1.5722 | 0 | 0 | 1.5722 | 0 | 0 | 0 | 0 | 0 | 4.5537 | 0 | 0 | 0 | 6 | 100 | 0.19723 | 0 | 1.2577 | 0 | 6.1259
2007-02-26 15:00 | 0.7264 | 45.4699 | 66.0062 | 41.5124 | 0.76056 | 1.3568 | 0.27691 | 0.27691 | 0 | 0 | 0 | 0.27691 | 490.0022 | 1.0654 | 0 | 0 | 1.3568 | 0.29148 | 0.27691 | 0 | 0 | 0 | 4.5537 | 0 | 0 | 0 | 6 | 100 | 0.19723 | 0.3046 | 1.0855 | 0 | 5.9105
2007-02-26 16:00 | 0.59713 | 31.595 | 72.5671 | 56.1185 | 0.63396 | 1.131 | 1.0662 | 1.0662 | 0 | 0 | 0 | 1.0662 | 106.0762 | 0.0086689 | 0 | 0 | 1.131 | 1.1223 | 1.0662 | 0 | 0 | 0 | 4.5537 | 0 | 0 | 0 | 6 | 100 | 0.19723 | 1.1728 | 0.90479 | 0 | 5.6847
2007-02-26 17:00 | 0.29694 | 17.3028 | 76.7245 | 70.8433 | 0.32492 | 0.57966 | 1.8667 | 1.8667 | 1.3161 | 0 | 0.41538 | 1.8667 | 31.0521 | 0 | 0 | 0 | 0.57966 | 0.57966 | 0.55068 | 0 | 0 | 0 | 4.5537 | 0 | 0 | 0 | 6 | 100 | 0.19723 | 2.0534 | 0.46373 | 1.7 | 5.1333
2007-02-26 18:00 | 0.053644 | 2.8 | 79.6295 | 85.6143 | 0.077352 | 0.138 | 1.439 | 1.439 | 1.3079 | 0 | 0.41315 | 1.439 | 9.5899 | 2.7756e-17 | 0 | 0 | 0.138 | 0.138 | 0.1311 | 0 | 0 | 0 | 4.5537 | 0 | 0 | 0 | 6 | 100 | 0.19723 | 1.5829 | 0.1104 | 1.7 | 4.6917
2007-02-26 19:00 | 0 | 0 | 81.8039 | 90 | 0 | 0 | 0.79198 | 0.79198 | 0 | 0 | 0 | 0.79198 | 0 | 0 | 1.1102e-16 | 0 | 0 | 0.83366 | 0.79198 | 0 | 0 | 0 | 4.5537 | 0 | 0.83366 | -0.83366 | 5.1213 | 85.3541 | 0.19723 | 0.87118 | 0 | 0 | 4.5537
2007-02-26 20:00 | 0 | 0 | 83.5059 | 90 | 0 | 0 | 2.9125 | 2.9125 | 1.7 | 0 | 0.5202 | 2.9125 | 0 | 0 | 0 | 0.12374 | 0 | 1.2763 | 1.2125 | 0 | 0 | 0.92629 | 3.72 | 0 | 1.2763 | -1.2763 | 3.7759 | 62.9317 | 0.19723 | 3.2037 | 0 | 1.7 | 3.72
2007-02-26 21:00 | 0 | 0 | 84.8555 | 90 | 0 | 0 | 0.83642 | 0.83642 | 1.7 | 0 | 0.5202 | 0.83642 | 0 | 0 | 0 | 0 | 0 | 0 | 0 | 0.86358 | 0.8204 | 2.3444 | 2.4437 | 0.8204 | 0 | 0.8204 | 4.5542 | 75.9033 | 0.19758 | 0.92006 | 0 | 1.7 | 2.4437
2007-02-26 22:00 | 0 | 0 | 85.8485 | 90 | 0 | 0 | 0.074391 | 0.074391 | 1.527 | 0 | 0.47298 | 0.074391 | 0 | 2.2204e-16 | 0 | 0 | 0 | 0 | 0 | 1.4526 | 1.38 | 1.524 | 3.1821 | 1.38 | 0 | 1.38 | 5.8634 | 97.723 | 0.1978 | 0.08183 | 0 | 1.7 | 3.1821
2007-02-26 23:00 | 0 | 0 | 86.131 | 90 | 0 | 0 | 0.26806 | 0.26806 | 0 | 0 | 0 | 0.26806 | 0 | 0 | 0 | 0 | 0 | 0.28217 | 0.26806 | 0 | 0 | 0.14401 | 4.4241 | 0 | 0.28217 | -0.28217 | 5.566 | 92.7657 | 0.1978 | 0.29487 | 0 | 0 | 4.4241
2007-02-27 | 0 | 0 | 84.4261 | 90 | 0 | 0 | 0.39718 | 0.39718 | 0 | 0 | 0 | 0.39718 | 0 | 0 | 5.5511e-17 | 0 | 0 | 0.41808 | 0.39718 | 0 | 0 | 0.45754 | 4.1419 | 0 | 0.41808 | -0.41808 | 5.1253 | 85.4209 | 0.1978 | 0.43689 | 0 | 0 | 4.1419
2007-02-27 01:00 | 0 | 0 | -86.9737 | 90 | 0 | 0 | 0.51562 | 0.51562 | 0 | 0 | 0 | 0.51562 | 0 | 0 | 1.1102e-16 | 0 | 0 | 0.54276 | 0.51562 | 0 | 0 | 0.92207 | 3.7238 | 0 | 0.54276 | -0.54276 | 4.5531 | 75.8855 | 0.1978 | 0.56718 | 0 | 0 | 3.7238
2007-02-27 02:00 | 0 | 0 | -87.029 | 90 | 0 | 0 | 0.25953 | 0.25953 | 0 | 0 | 0 | 0.25953 | 0 | 0 | 0 | 0 | 0 | 0.27319 | 0.25953 | 0 | 0 | 1.5251 | 3.1811 | 0 | 0.27319 | -0.27319 | 4.2652 | 71.0861 | 0.1978 | 0.28548 | 0 | 0 | 3.1811
2007-02-27 03:00 | 0 | 0 | -86.0653 | 90 | 0 | 0 | 0 | 0 | 0 | 0 | 0 | 0 | 0 | 0 | 0 | 0 | 0 | 0 | 0 | 0 | 0 | 1.8287 | 2.9079 | 0 | 0 | 0 | 4.2652 | 71.0861 | 0.1978 | 0 | 0 | 0 | 2.9079
2007-02-27 04:00 | 0 | 0 | -84.7921 | 90 | 0 | 0 | 0.35579 | 0.35579 | 0 | 0 | 0 | 0.35579 | 0 | 0 | 5.5511e-17 | 0 | 0 | 0.37451 | 0.35579 | 0 | 0 | 1.8287 | 2.9079 | 0 | 0.37451 | -0.37451 | 3.8704 | 64.5066 | 0.1978 | 0.39137 | 0 | 0 | 2.9079
2007-02-27 05:00 | 0 | 0 | -83.2472 | 90 | 0 | 0 | 0.47627 | 0.47627 | 0 | 0 | 0 | 0.47627 | 0 | 0 | 0 | 0 | 0 | 0.50133 | 0.47627 | 0 | 0 | 2.2448 | 2.5334 | 0 | 0.50133 | -0.50133 | 3.342 | 55.6991 | 0.1978 | 0.52389 | 0 | 0 | 2.5334
2007-02-27 06:00 | 0.001459 | 0 | -81.3484 | 90 | 0 | 0 | 0 | 0 | 0 | 0 | 0 | 0 | 0 | 0 | 0 | 0 | 0 | 0 | 0 | 0 | 0 | 2.8018 | 2.032 | 0 | 0 | 0 | 3.342 | 55.6991 | 0.1978 | 0 | 0 | 0 | 2.032
2007-02-27 07:00 | 0.13868 | 8.8222 | -78.9164 | 79.5551 | 0.15925 | 0.28411 | 0 | 0 | 0 | 0 | 0 | 0 | 0 | 0 | 0 | 0 | 0.28411 | 0 | 0 | 0 | 0 | 2.8018 | 2.032 | 0.28411 | 0 | 0.28411 | 3.6115 | 60.1912 | 0.1976 | 0 | 0.22728 | 0 | 2.3161
2007-02-27 08:00 | 0.22969 | 23.2756 | -75.6075 | 64.7797 | 0.2335 | 0.41657 | 0 | 0 | 0 | 0 | 0 | 0 | 0 | 0 | 0 | 0 | 0.41657 | 0 | 0 | 0 | 0 | 2.5177 | 2.2877 | 0.41657 | 0 | 0.41657 | 4.0067 | 66.7778 | 0.19731 | 0 | 0.33326 | 0 | 2.7043
2007-02-27 09:00 | 0.5824 | 37.464 | -70.7146 | 50.0681 | 0.61077 | 1.0896 | 2.5753 | 2.5753 | 1.7 | 0 | 0.5202 | 2.5753 | 42.3102 | 0 | 0 | 0 | 1.0896 | 0.92138 | 0.87531 | 0 | 0 | 2.1012 | 2.6626 | 0.16824 | 0 | 0.16824 | 4.1663 | 69.4379 | 0.19737 | 2.8328 | 0.87169 | 1.7 | 3.7523
2007-02-27 10:00 | 0.65394 | 51.0936 | -62.5914 | 35.52 | 0.67534 | 1.2048 | 0 | 0 | 0.76645 | 0 | 0.26534 | 0 | 0 | 0 | 0 | 0 | 1.2048 | 0 | 0 | 0.76645 | 0.72813 | 1.9329 | 2.8141 | 1.9329 | 0 | 1.9329 | 6 | 100 | 0.19639 | 0 | 0.96384 | 1.7 | 4.0189
2007-02-27 11:00 | 0.73348 | 63.2916 | -46.8505 | 21.4895 | 0.75408 | 1.3453 | 0.74941 | 0.74941 | 0 | 0 | 0 | 0.74941 | 179.5127 | 0.55643 | 0 | 0 | 1.3453 | 0.78885 | 0.74941 | 0 | 0 | 0 | 4.5537 | 0 | 0 | 0 | 6 | 100 | 0.19639 | 0.82435 | 1.0762 | 0 | 5.899
2007-02-27 12:00 | 0.65103 | 71.0518 | -13.5209 | 10.3752 | 0.66121 | 1.1796 | 1.5494 | 1.5494 | 0.42882 | 0 | 0.17317 | 1.5494 | 76.1306 | 0 | 0 | 0 | 1.1796 | 1.1796 | 1.1206 | 0 | 0 | 0 | 4.5537 | 0 | 0 | 0 | 6 | 100 | 0.19639 | 1.7044 | 0.94367 | 1.7 | 5.7333
2007-02-27 13:00 | 0.83914 | 68.7673 | 30.0305 | 14.121 | 0.86666 | 1.5461 | 0.82199 | 0.82199 | 0 | 0 | 0 | 0.82199 | 188.0945 | 0.68086 | 0 | 0 | 1.5461 | 0.86525 | 0.82199 | 0 | 0 | 0 | 4.5537 | 0 | 0 | 0 | 6 | 100 | 0.19639 | 0.90419 | 1.2369 | 0 | 6.0998
2007-02-27 14:00 | 0.79319 | 58.5563 | 54.7587 | 27.1481 | 0.82223 | 1.4669 | 1.1156 | 1.1156 | 0 | 0 | 0 | 1.1156 | 131.4817 | 0.2925 | 0 | 0 | 1.4669 | 1.1744 | 1.1156 | 0 | 0 | 0 | 4.5537 | 0 | 0 | 0 | 6 | 100 | 0.19639 | 1.2272 | 1.1735 | 0 | 6.0206
2007-02-27 15:00 | 0.71956 | 45.5859 | 66.5075 | 41.4754 | 0.75217 | 1.3419 | 0 | 0 | 0 | 0 | 0 | 0 | 0 | 1.3419 | 0 | 0 | 1.3419 | 0 | 0 | 0 | 0 | 0 | 4.5537 | 0 | 0 | 0 | 6 | 100 | 0.19639 | 0 | 1.0735 | 0 | 5.8956
2007-02-27 16:00 | 0.46597 | 31.6697 | 72.9925 | 56.1104 | 0.48886 | 0.87213 | 0.94017 | 0.94017 | 0 | 0 | 0 | 0.94017 | 92.7626 | 0 | 0 | 0 | 0.87213 | 0.98966 | 0.94017 | 0 | 0 | 0 | 4.5537 | 0 | 0.11753 | -0.11753 | 5.8761 | 97.9353 | 0.19639 | 1.0342 | 0.6977 | 0 | 5.4258
2007-02-27 17:00 | 0.32221 | 17.3506 | 77.1087 | 70.8555 | 0.35275 | 0.6293 | 2.8372 | 2.8372 | 1.7 | 0 | 0.5202 | 2.8372 | 22.1802 | 0 | 0 | 0.040953 | 0.6293 | 1.1971 | 1.1372 | 0 | 0 | 0.13059 | 4.4362 | 0 | 0.56778 | -0.56778 | 5.2776 | 87.9604 | 0.19639 | 3.121 | 0.50344 | 1.7 | 5.0655
2007-02-27 18:00 | 0.061861 | 2.8283 | 79.9987 | 85.6435 | 0.092373 | 0.16479 | 0.35748 | 0.35748 | 0 | 0 | 0 | 0.35748 | 46.0982 | 0 | 0 | 0 | 0.16479 | 0.3763 | 0.35748 | 0 | 0 | 0.76145 | 3.8684 | 0 | 0.21151 | -0.21151 | 5.0547 | 84.2446 | 0.19639 | 0.39323 | 0.13183 | 0 | 4.0332
2007-02-27 19:00 | 0 | 0 | 82.1815 | 90 | 0 | 0 | 2.2617 | 2.2617 | 1.7 | 0 | 0.5202 | 2.2617 | 0 | 0 | 0 | 0 | 0 | 0.59122 | 0.56166 | 0 | 0 | 0.99646 | 3.6569 | 0 | 0.59122 | -0.59122 | 4.4315 | 73.8579 | 0.19639 | 2.4878 | 0 | 1.7 | 3.6569
2007-02-27 20:00 | 0 | 0 | 83.9192 | 90 | 0 | 0 | 0.10793 | 0.10793 | 1.5606 | 0 | 0.48213 | 0.10793 | 0 | 2.2204e-16 | 0 | 0 | 0 | 0 | 0 | 1.4526 | 1.38 | 1.6534 | 3.0657 | 1.38 | 0 | 1.38 | 5.7407 | 95.6776 | 0.19665 | 0.11872 | 0 | 1.7 | 3.0657
2007-02-27 21:00 | 0 | 0 | 85.3473 | 90 | 0 | 0 | 1.347 | 1.347 | 1.6347 | 0 | 0.50238 | 1.347 | 0 | 5.5511e-17 | 0 | 0 | 0 | 0 | 0 | 0.28776 | 0.27337 | 0.27337 | 4.3077 | 0.27337 | 0 | 0.27337 | 6 | 100 | 0.19677 | 1.4817 | 0 | 1.7 | 4.3077
2007-02-27 22:00 | 0 | 0 | 86.5093 | 90 | 0 | 0 | 0.44242 | 0.44242 | 0 | 0 | 0 | 0.44242 | 0 | 0 | 5.5511e-17 | 0 | 0 | 0.46571 | 0.44242 | 0 | 0 | 0 | 4.5537 | 0 | 0.46571 | -0.46571 | 5.5091 | 91.8184 | 0.19677 | 0.48666 | 0 | 0 | 4.5537
2007-02-27 23:00 | 0 | 0 | 87.2517 | 90 | 0 | 0 | 0 | 0 | 0 | 0 | 0 | 0 | 0 | 0 | 0 | 0 | 0 | 0 | 0 | 0 | 0 | 0.51745 | 4.088 | 0 | 0 | 0 | 5.5091 | 91.8184 | 0.19677 | 0 | 0 | 0 | 4.088
2007-02-28 | 0 | 0 | 89.2968 | 90 | 0 | 0 | 0.25514 | 0.25514 | 0 | 0 | 0 | 0.25514 | 0 | 0 | 5.5511e-17 | 0 | 0 | 0.26857 | 0.25514 | 0 | 0 | 0.51745 | 4.088 | 0 | 0.26857 | -0.26857 | 5.226 | 87.1001 | 0.19677 | 0.28065 | 0 | 0 | 4.088
2007-02-28 01:00 | 0 | 0 | -89.0161 | 90 | 0 | 0 | 0.1111 | 0.1111 | 0 | 0 | 0 | 0.1111 | 0 | 0 | 1.3878e-17 | 0 | 0 | 0.11695 | 0.1111 | 0 | 0 | 0.81586 | 3.8194 | 0 | 0.11695 | -0.11695 | 5.1027 | 85.0456 | 0.19677 | 0.12221 | 0 | 0 | 3.8194
2007-02-28 02:00 | 0 | 0 | -87.8954 | 90 | 0 | 0 | 0.35186 | 0.35186 | 0 | 0 | 0 | 0.35186 | 0 | 0 | 0 | 0 | 0 | 0.37038 | 0.35186 | 0 | 0 | 0.9458 | 3.7025 | 0 | 0.37038 | -0.37038 | 4.7123 | 78.5387 | 0.19677 | 0.38704 | 0 | 0 | 3.7025
2007-02-28 03:00 | 0 | 0 | -86.638 | 90 | 0 | 0 | 0.045429 | 0.045429 | 0 | 0 | 0 | 0.045429 | 0 | 0 | 6.9389e-18 | 0 | 0 | 0.04782 | 0.045429 | 0 | 0 | 1.3573 | 3.3321 | 0 | 0.04782 | -0.04782 | 4.6619 | 77.6986 | 0.19677 | 0.049972 | 0 | 0 | 3.3321
2007-02-28 04:00 | 0 | 0 | -85.241 | 90 | 0 | 0 | 0.37118 | 0.37118 | 0 | 0 | 0 | 0.37118 | 0 | 0 | 5.5511e-17 | 0 | 0 | 0.39071 | 0.37118 | 0 | 0 | 1.4105 | 3.2843 | 0 | 0.39071 | -0.39071 | 4.2501 | 70.8345 | 0.19677 | 0.4083 | 0 | 0 | 3.2843
2007-02-28 05:00 | 0 | 0 | -83.6366 | 90 | 0 | 0 | 0.51692 | 0.51692 | 0 | 0 | 0 | 0.51692 | 0 | 0 | 1.1102e-16 | 0 | 0 | 0.54412 | 0.51692 | 0 | 0 | 1.8446 | 2.8936 | 0 | 0.54412 | -0.54412 | 3.6765 | 61.2753 | 0.19677 | 0.56861 | 0 | 0 | 2.8936
2007-02-28 06:00 | 0.00078333 | 0 | -81.7122 | 90 | 0 | 0 | 0.10542 | 0.10542 | 0 | 0 | 0 | 0.10542 | 0 | 0 | 0 | 0 | 0 | 0.11097 | 0.10542 | 0 | 0 | 2.4492 | 2.3494 | 0 | 0.11097 | -0.11097 | 3.5595 | 59.3257 | 0.19677 | 0.11597 | 0 | 0 | 2.3494
2007-02-28 07:00 | 0.095235 | 8.9271 | -79.2786 | 79.5076 | 0.10004 | 0.17848 | 0.094656 | 0.094656 | 0 | 0 | 0 | 0.094656 | 188.5515 | 0 | 0 | 0 | 0.17848 | 0.099638 | 0.094656 | 0 | 0 | 2.5725 | 2.2385 | 0.078837 | 0 | 0.078837 | 3.6343 | 60.5722 | 0.19671 | 0.10412 | 0.14278 | 0 | 2.4169
2007-02-28 08:00 | 0.15777 | 23.4012 | -75.9899 | 64.7149 | 0.1577 | 0.28134 | 1.9003 | 1.9003 | 1.7 | 0 | 0.5202 | 1.9003 | 14.8051 | 0 | 0 | 0 | 0.28134 | 0.2108 | 0.20026 | 0 | 0 | 2.4936 | 2.3094 | 0.070536 | 0 | 0.070536 | 3.7013 | 61.6875 | 0.19673 | 2.0903 | 0.22507 | 1.7 | 2.5908
2007-02-28 09:00 | 0.29513 | 37.6192 | -71.1422 | 49.9815 | 0.29589 | 0.52786 | 0 | 0 | 1.4526 | 0 | 0.45267 | 0 | 0 | 0 | 0 | 0 | 0.52786 | 0 | 0 | 1.4526 | 1.38 | 2.4231 | 2.3729 | 1.9079 | 0 | 1.9079 | 5.5112 | 91.8534 | 0.19651 | 0 | 0.42229 | 1.7 | 2.9008
2007-02-28 10:00 | 0.54798 | 51.2951 | -63.0921 | 35.4 | 0.5584 | 0.99618 | 0 | 0 | 0 | 0 | 0 | 0 | 0 | 0.48094 | 0 | 0 | 0.99618 | 0 | 0 | 0 | 0 | 0.51524 | 4.09 | 0.51524 | 0 | 0.51524 | 6 | 100 | 0.19616 | 0 | 0.79694 | 0 | 5.0862
2007-02-28 11:00 | 0.42465 | 63.5707 | -47.4034 | 21.3026 | 0.42486 | 0.75795 | 0.99059 | 0.99059 | 0 | 0 | 0 | 0.99059 | 76.5147 | 2.2204e-16 | 0 | 0 | 0.75795 | 1.0427 | 0.99059 | 0 | 0 | 0 | 4.5537 | 0 | 0.28478 | -0.28478 | 5.6998 | 94.9969 | 0.19616 | 1.0896 | 0.60636 | 0 | 5.3116
2007-02-28 12:00 | 0.46244 | 71.4211 | -13.682 | 10.0249 | 0.46289 | 0.82579 | 1.107 | 1.107 | 0 | 0 | 0 | 1.107 | 74.5957 | 0 | 0 | 0 | 0.82579 | 1.1653 | 1.107 | 0 | 0 | 0.31642 | 4.2689 | 0 | 0.33949 | -0.33949 | 5.342 | 89.0326 | 0.19616 | 1.2177 | 0.66063 | 0 | 5.0947
2007-02-28 13:00 | 0.44454 | 69.0691 | 30.6394 | 13.9076 | 0.44474 | 0.79341 | 2.2276 | 2.2276 | 1.7 | 0 | 0.5202 | 2.2276 | 35.6171 | 0 | 0 | 0 | 0.79341 | 0.55538 | 0.52761 | 0 | 0 | 0.69364 | 3.9294 | 0.23803 | 0 | 0.23803 | 5.5678 | 92.7963 | 0.19624 | 2.4504 | 0.63473 | 1.7 | 4.7228
2007-02-28 14:00 | 0.61233 | 58.7385 | 55.3839 | 27.0651 | 0.62396 | 1.1131 | 0 | 0 | 0 | 0 | 0 | 0 | 0 | 0.65753 | 0 | 0 | 1.1131 | 0 | 0 | 0 | 0 | 0.45561 | 4.1436 | 0.45561 | 0 | 0.45561 | 6 | 100 | 0.19593 | 0 | 0.89051 | 0 | 5.2568
2007-02-28 15:00 | 0.46048 | 45.6983 | 67.0161 | 41.4432 | 0.46715 | 0.8334 | 1.3436 | 1.3436 | 0.55184 | 0 | 0.20675 | 1.3436 | 62.0287 | 0 | 0 | 0 | 0.8334 | 0.8334 | 0.79173 | 0 | 0 | 0 | 4.5537 | 0 | 0 | 0 | 6 | 100 | 0.19593 | 1.4779 | 0.66672 | 1.7 | 5.3871
2007-02-28 16:00 | 0.22383 | 31.7413 | 73.4226 | 56.1063 | 0.22382 | 0.39929 | 1.4331 | 1.4331 | 1.0538 | 0 | 0.34378 | 1.4331 | 27.8617 | 5.5511e-17 | 0 | 0 | 0.39929 | 0.39929 | 0.37932 | 0 | 0 | 0 | 4.5537 | 0 | 0 | 0 | 6 | 100 | 0.19593 | 1.5764 | 0.31943 | 1.7 | 4.953
2007-02-28 17:00 | 0.13347 | 17.3955 | 77.4965 | 70.8712 | 0.13404 | 0.23913 | 1.8958 | 1.8958 | 1.6686 | 0 | 0.51162 | 1.8958 | 12.614 | 1.1102e-16 | 0 | 0 | 0.23913 | 0.23913 | 0.22717 | 0 | 0 | 0 | 4.5537 | 0 | 0 | 0 | 6 | 100 | 0.19593 | 2.0853 | 0.1913 | 1.7 | 4.7928
2007-02-28 18:00 | 0.045065 | 2.8543 | 80.3711 | 85.6755 | 0.057167 | 0.10199 | 2.1021 | 2.1021 | 1.7 | 0 | 0.5202 | 2.1021 | 4.8517 | 0 | 0 | 0 | 0.10199 | 0.42322 | 0.40206 | 0 | 0 | 0 | 4.5537 | 0 | 0.32123 | -0.32123 | 5.6614 | 94.3566 | 0.19593 | 2.3123 | 0.081588 | 1.7 | 4.6557
2007-02-28 19:00 | 0 | 0 | 82.5623 | 90 | 0 | 0 | 0 | 0 | 0 | 0 | 0 | 0 | 0 | 0 | 0 | 0 | 0 | 0 | 0 | 0 | 0 | 0.35692 | 4.2325 | 0 | 0 | 0 | 5.6614 | 94.3566 | 0.19593 | 0 | 0 | 0 | 4.2325
2007-02-28 20:00 | 0 | 0 | 84.3359 | 90 | 0 | 0 | 0.80838 | 0.80838 | 0 | 0 | 0 | 0.80838 | 0 | 0 | 1.1102e-16 | 0 | 0 | 0.85092 | 0.80838 | 0 | 0 | 0.35692 | 4.2325 | 0 | 0.85092 | -0.85092 | 4.7645 | 79.4074 | 0.19593 | 0.88922 | 0 | 0 | 4.2325
2007-02-28 21:00 | 0 | 0 | 85.8432 | 90 | 0 | 0 | 1.1311 | 1.1311 | 0 | 0 | 0 | 1.1311 | 0 | 0 | 0 | 0 | 0 | 1.1906 | 1.1311 | 0 | 0 | 1.3024 | 3.3815 | 0 | 1.1906 | -1.1906 | 3.5094 | 58.4901 | 0.19593 | 1.2442 | 0 | 0 | 3.3815
2007-02-28 22:00 | 0 | 0 | 87.176 | 90 | 0 | 0 | 0.39131 | 0.39131 | 0 | 0 | 0 | 0.39131 | 0 | 0 | 5.5511e-17 | 0 | 0 | 0.41191 | 0.39131 | 0 | 0 | 2.6253 | 2.1909 | 0 | 0.41191 | -0.41191 | 3.0752 | 51.2536 | 0.19593 | 0.43044 | 0 | 0 | 2.1909
2007-02-28 23:00 | 0 | 0 | 88.3846 | 90 | 0 | 0 | 0.24599 | 0.24599 | 0 | 0 | 0 | 0.24599 | 0 | 0 | 2.7756e-17 | 0 | 0 | 0.25894 | 0.24599 | 0 | 0 | 3.083 | 1.779 | 0 | 0.25894 | -0.25894 | 2.8023 | 46.7045 | 0.19593 | 0.27059 | 0 | 0 | 1.779
2007-03-01 | 0 | 0 | 94.2886 | 90 | 0 | 0 | 0.039286 | 0.039286 | 0 | 0 | 0 | 0.039286 | 0 | 0 | 6.9389e-18 | 0 | 0 | 0.041354 | 0.039286 | 0 | 0 | 3.3707 | 1.52 | 0 | 0.041354 | -0.041354 | 2.7587 | 45.978 | 0.19593 | 0.043215 | 0 | 0 | 1.52
2007-03-01 01:00 | 0 | 0 | -91.0568 | 90 | 0 | 0 | 0 | 0 | 0 | 0 | 0 | 0 | 0 | 0 | 0 | 0 | 0 | 0 | 0 | 0 | 0 | 3.4167 | 1.4787 | 0 | 0 | 0 | 2.7587 | 45.978 | 0.19593 | 0 | 0 | 0 | 1.4787
2007-03-01 02:00 | 0 | 0 | -88.7645 | 90 | 0 | 0 | 0 | 0 | 0 | 0 | 0 | 0 | 0 | 0 | 0 | 0 | 0 | 0 | 0 | 0 | 0 | 3.4167 | 1.4787 | 0 | 0 | 0 | 2.7587 | 45.978 | 0.19593 | 0 | 0 | 0 | 1.4787
2007-03-01 03:00 | 0 | 0 | -87.2131 | 90 | 0 | 0 | 0.56203 | 0.56203 | 0 | 0 | 0 | 0.56203 | 0 | 0 | 1.1102e-16 | 0 | 0 | 0.59161 | 0.56203 | 0 | 0 | 3.4167 | 1.4787 | 0 | 0.59161 | -0.59161 | 2.1351 | 35.5845 | 0.19593 | 0.61823 | 0 | 0 | 1.4787
2007-03-01 04:00 | 0 | 0 | -85.6921 | 90 | 0 | 0 | 0.17947 | 0.17947 | 0 | 0 | 0 | 0.17947 | 0 | 0 | 0 | 0 | 0 | 0.18892 | 0.17947 | 0 | 0 | 4.074 | 0.88709 | 0 | 0.18892 | -0.18892 | 1.9359 | 32.2656 | 0.19593 | 0.19742 | 0 | 0 | 0.88709
2007-03-01 05:00 | 0 | 0 | -84.028 | 90 | 0 | 0 | 0 | 0 | 0 | 0 | 0 | 0 | 0 | 0 | 0 | 0 | 0 | 0 | 0 | 0 | 0 | 4.2839 | 0.69817 | 0 | 0 | 0 | 1.9359 | 32.2656 | 0.19593 | 0 | 0 | 0 | 0.69817
2007-03-01 06:00 | 0.00066092 | 0 | -82.0782 | 90 | 0 | 0 | 0 | 0 | 0 | 0 | 0 | 0 | 0 | 0 | 0 | 0 | 0 | 0 | 0 | 0 | 0 | 4.2839 | 0.69817 | 0 | 0 | 0 | 1.9359 | 32.2656 | 0.19593 | 0 | 0 | 0 | 0.69817
2007-03-01 07:00 | 0.0679 | 9.0348 | -79.6431 | 79.4577 | 0.068476 | 0.12216 | 1.3955 | 1.3955 | 1.7 | 0 | 0.5202 | 1.3955 | 8.7541 | 0 | 0 | 0 | 0.12216 | 0 | 0 | 0.30453 | 0.2893 | 4.2839 | 0.69817 | 0.41146 | 0 | 0.41146 | 2.3263 | 38.7713 | 0.19609 | 1.535 | 0.097729 | 1.7 | 0.82033
2007-03-01 08:00 | 0.15879 | 23.5291 | -76.3751 | 64.6484 | 0.1587 | 0.28313 | 0.41481 | 0.41481 | 1.7 | 0 | 0.5202 | 0.41481 | 68.2542 | 0 | 0 | 0 | 0.28313 | 0 | 0 | 1.2852 | 1.2209 | 3.8725 | 1.0685 | 1.5041 | 0 | 1.5041 | 3.7532 | 62.5525 | 0.19641 | 0.45629 | 0.2265 | 1.7 | 1.3516
2007-03-01 09:00 | 0.48961 | 37.7762 | -71.5738 | 49.8939 | 0.5057 | 0.90217 | 0.45872 | 0.45872 | 1.7 | 0 | 0.5202 | 0.45872 | 196.6715 | 0 | 0 | 0 | 0.90217 | 0 | 0 | 1.2413 | 1.1792 | 2.3684 | 2.4221 | 2.0814 | 0 | 2.0814 | 5.7277 | 95.462 | 0.19633 | 0.50459 | 0.72174 | 1.7 | 3.3243
2007-03-01 10:00 | 0.59847 | 51.4981 | -63.599 | 35.2798 | 0.61297 | 1.0935 | 1.1301 | 1.1301 | 0 | 0 | 0 | 1.1301 | 96.7634 | 0 | 0 | 0 | 1.0935 | 1.1896 | 1.1301 | 0 | 0 | 0.28701 | 4.2954 | 0 | 0.096058 | -0.096058 | 5.6265 | 93.7745 | 0.19633 | 1.2431 | 0.87483 | 0 | 5.3889
2007-03-01 11:00 | 0.80649 | 63.8513 | -47.9676 | 21.117 | 0.8321 | 1.4845 | 0.47422 | 0.47422 | 0 | 0 | 0 | 0.47422 | 313.0337 | 0.59156 | 0 | 0 | 1.4845 | 0.49918 | 0.47422 | 0 | 0 | 0.39374 | 4.1993 | 0.39374 | 0 | 0.39374 | 6 | 100 | 0.19607 | 0.52164 | 1.1876 | 0 | 5.6838
2007-03-01 12:00 | 0.85146 | 71.7935 | -13.8432 | 9.6726 | 0.8774 | 1.5653 | 0.73136 | 0.73136 | 0 | 0 | 0 | 0.73136 | 214.0231 | 0.79542 | 0 | 0 | 1.5653 | 0.76985 | 0.73136 | 0 | 0 | 0 | 4.5537 | 0 | 0 | 0 | 6 | 100 | 0.19607 | 0.80449 | 1.2522 | 0 | 6.119
2007-03-01 13:00 | 0.88768 | 69.3696 | 31.2757 | 13.7012 | 0.91735 | 1.6365 | 0 | 0 | 0 | 0 | 0 | 0 | 0 | 1.6365 | 0 | 0 | 1.6365 | 0 | 0 | 0 | 0 | 0 | 4.5537 | 0 | 0 | 0 | 6 | 100 | 0.19607 | 0 | 1.3092 | 0 | 6.1902
2007-03-01 14:00 | 0.85258 | 58.917 | 56.0228 | 26.9885 | 0.88439 | 1.5777 | 1.1679 | 1.1679 | 0 | 0 | 0 | 1.1679 | 135.0872 | 0.34833 | 0 | 0 | 1.5777 | 1.2294 | 1.1679 | 0 | 0 | 0 | 4.5537 | 0 | 0 | 0 | 6 | 100 | 0.19607 | 1.2847 | 1.2622 | 0 | 6.1314
2007-03-01 15:00 | 0.66042 | 45.8069 | 67.5316 | 41.4159 | 0.68594 | 1.2237 | 0.22783 | 0.22783 | 0 | 0 | 0 | 0.22783 | 537.1068 | 0.98389 | 0 | 0 | 1.2237 | 0.23983 | 0.22783 | 0 | 0 | 0 | 4.5537 | 0 | 0 | 0 | 6 | 100 | 0.19607 | 0.25062 | 0.97897 | 0 | 5.7774
2007-03-01 16:00 | 0.45461 | 31.8095 | 73.8573 | 56.1063 | 0.47446 | 0.84645 | 2.1834 | 2.1834 | 1.3793 | 0 | 0.43264 | 2.1834 | 38.7673 | 1.1102e-16 | 0 | 0 | 0.84645 | 0.84645 | 0.80412 | 0 | 0 | 0 | 4.5537 | 0 | 0 | 0 | 6 | 100 | 0.19607 | 2.4017 | 0.67716 | 1.7 | 5.4001
2007-03-01 17:00 | 0.263 | 17.4377 | 77.8879 | 70.8902 | 0.28193 | 0.50297 | 1.104 | 1.104 | 0 | 0 | 0 | 1.104 | 45.5588 | 0 | 2.2204e-16 | 0 | 0.50297 | 1.1621 | 1.104 | 0 | 0 | 0 | 4.5537 | 0 | 0.65913 | -0.65913 | 5.3052 | 88.4202 | 0.19607 | 1.2144 | 0.40237 | 0 | 5.0567
2007-03-01 18:00 | 0.046149 | 2.8779 | 80.7467 | 85.7104 | 0.058561 | 0.10447 | 1.273 | 1.273 | 1.7 | 0 | 0.5202 | 1.273 | 8.2066 | 0 | 0 | 0 | 0.10447 | 0 | 0 | 0.42696 | 0.40561 | 0.73237 | 3.8946 | 0.51008 | 0 | 0.51008 | 5.7891 | 96.4853 | 0.19627 | 1.4003 | 0.083579 | 1.7 | 3.999
2007-03-01 19:00 | 0 | 0 | 82.9461 | 90 | 0 | 0 | 2.5163 | 2.5163 | 1.7 | 0 | 0.5202 | 2.5163 | 0 | 0 | 0 | 0 | 0 | 0.85928 | 0.81632 | 0 | 0 | 0.22229 | 4.3536 | 0 | 0.85928 | -0.85928 | 4.8834 | 81.3893 | 0.19627 | 2.7679 | 0 | 1.7 | 4.3536
2007-03-01 20:00 | 0 | 0 | 84.7559 | 90 | 0 | 0 | 0 | 0 | 0 | 0 | 0 | 0 | 0 | 0 | 0 | 0 | 0 | 0 | 0 | 0 | 0 | 1.177 | 3.4943 | 0 | 0 | 0 | 4.8834 | 81.3893 | 0.19627 | 0 | 0 | 0 | 3.4943
2007-03-01 21:00 | 0 | 0 | 86.3431 | 90 | 0 | 0 | 2.1285 | 2.1285 | 1.7 | 0 | 0.5202 | 2.1285 | 0 | 0 | 0 | 0 | 0 | 0.45105 | 0.4285 | 0 | 0 | 1.177 | 3.4943 | 0 | 0.45105 | -0.45105 | 4.4079 | 73.4651 | 0.19627 | 2.3414 | 0 | 1.7 | 3.4943
2007-03-01 22:00 | 0 | 0 | 87.8484 | 90 | 0 | 0 | 0.13392 | 0.13392 | 1.5866 | 0 | 0.48923 | 0.13392 | 0 | 2.2204e-16 | 0 | 0 | 0 | 0 | 0 | 1.4526 | 1.38 | 1.6782 | 3.0433 | 1.38 | 0 | 1.38 | 5.7171 | 95.2848 | 0.19655 | 0.14731 | 0 | 1.7 | 3.0433
2007-03-01 23:00 | 0 | 0 | 89.5291 | 90 | 0 | 0 | 0.31555 | 0.31555 | 0 | 0 | 0 | 0.31555 | 0 | 0 | 5.5511e-17 | 0 | 0 | 0.33215 | 0.31555 | 0 | 0 | 0.29822 | 4.2853 | 0 | 0.33215 | -0.33215 | 5.367 | 89.4495 | 0.19655 | 0.3471 | 0 | 0 | 4.2853
2007-03-02 | 0 | 0 | 99.3356 | 90 | 0 | 0 | 0.18726 | 0.18726 | 0 | 0 | 0 | 0.18726 | 0 | 0 | 2.7756e-17 | 0 | 0 | 0.19712 | 0.18726 | 0 | 0 | 0.66728 | 3.9531 | 0 | 0.19712 | -0.19712 | 5.1592 | 85.9865 | 0.19655 | 0.20599 | 0 | 0 | 3.9531
2007-03-02 01:00 | 0 | 0 | -93.0887 | 90 | 0 | 0 | 0.25621 | 0.25621 | 0 | 0 | 0 | 0.25621 | 0 | 0 | 5.5511e-17 | 0 | 0 | 0.2697 | 0.25621 | 0 | 0 | 0.88629 | 3.756 | 0 | 0.2697 | -0.2697 | 4.8749 | 81.2484 | 0.19655 | 0.28183 | 0 | 0 | 3.756
2007-03-02 02:00 | 0 | 0 | -89.6356 | 90 | 0 | 0 | 0.19236 | 0.19236 | 0 | 0 | 0 | 0.19236 | 0 | 0 | 2.7756e-17 | 0 | 0 | 0.20248 | 0.19236 | 0 | 0 | 1.186 | 3.4863 | 0 | 0.20248 | -0.20248 | 4.6615 | 77.6911 | 0.19655 | 0.2116 | 0 | 0 | 3.4863
2007-03-02 03:00 | 0 | 0 | -87.7903 | 90 | 0 | 0 | 0.60973 | 0.60973 | 0 | 0 | 0 | 0.60973 | 0 | 0 | 1.1102e-16 | 0 | 0 | 0.64182 | 0.60973 | 0 | 0 | 1.4109 | 3.2838 | 0 | 0.64182 | -0.64182 | 3.9849 | 66.4155 | 0.19655 | 0.67071 | 0 | 0 | 3.2838
2007-03-02 04:00 | 0 | 0 | -86.1453 | 90 | 0 | 0 | 0 | 0 | 0 | 0 | 0 | 0 | 0 | 0 | 0 | 0 | 0 | 0 | 0 | 0 | 0 | 2.1241 | 2.642 | 0 | 0 | 0 | 3.9849 | 66.4155 | 0.19655 | 0 | 0 | 0 | 2.642
2007-03-02 05:00 | 0 | 0 | -84.4215 | 90 | 0 | 0 | 0.25097 | 0.25097 | 0 | 0 | 0 | 0.25097 | 0 | 0 | 0 | 0 | 0 | 0.26418 | 0.25097 | 0 | 0 | 2.1241 | 2.642 | 0 | 0.26418 | -0.26418 | 3.7065 | 61.7743 | 0.19655 | 0.27607 | 0 | 0 | 2.642
2007-03-02 06:00 | 0.00067781 | 0 | -82.4463 | 90 | 0 | 0 | 0.15177 | 0.15177 | 0 | 0 | 0 | 0.15177 | 0 | 0 | 0 | 0 | 0 | 0.15976 | 0.15177 | 0 | 0 | 2.4176 | 2.3778 | 0 | 0.15976 | -0.15976 | 3.5381 | 58.9676 | 0.19655 | 0.16695 | 0 | 0 | 2.3778
2007-03-02 07:00 | 0.075157 | 9.1451 | -80.0099 | 79.4057 | 0.076185 | 0.13591 | 0.15429 | 0.15429 | 0 | 0 | 0 | 0.15429 | 88.088 | 0 | 0 | 0 | 0.13591 | 0.16241 | 0.15429 | 0 | 0 | 2.5951 | 2.2181 | 0 | 0.0265 | -0.0265 | 3.5101 | 58.502 | 0.19655 | 0.16972 | 0.10873 | 0 | 2.354
2007-03-02 08:00 | 0.17356 | 23.6592 | -76.7632 | 64.5803 | 0.17374 | 0.30996 | 2.2273 | 2.2273 | 1.7 | 0 | 0.5202 | 2.2273 | 13.9163 | 0 | 0 | 0 | 0.30996 | 0.55503 | 0.52728 | 0 | 0 | 2.6246 | 2.1916 | 0 | 0.24508 | -0.24508 | 3.2518 | 54.1964 | 0.19655 | 2.45 | 0.24796 | 1.7 | 2.5015
2007-03-02 09:00 | 0.43301 | 37.9349 | -72.0091 | 49.8053 | 0.44245 | 0.78932 | 1.8113 | 1.8113 | 1.7 | 0 | 0.5202 | 1.8113 | 43.5774 | 0 | 0 | 0 | 0.78932 | 0.11718 | 0.11132 | 0 | 0 | 2.8969 | 1.9465 | 0.67215 | 0 | 0.67215 | 3.8894 | 64.824 | 0.19675 | 1.9925 | 0.63146 | 1.7 | 2.7358
2007-03-02 10:00 | 0.55459 | 51.7023 | -64.1124 | 35.1597 | 0.56466 | 1.0074 | 0.79359 | 0.79359 | 1.7 | 0 | 0.5202 | 0.79359 | 126.936 | 0 | 0 | 0 | 1.0074 | 0 | 0 | 0.90641 | 0.86109 | 2.2247 | 2.5514 | 1.8684 | 0 | 1.8684 | 5.662 | 94.3666 | 0.19682 | 0.87295 | 0.80588 | 1.7 | 3.5588
2007-03-02 11:00 | 0.31533 | 64.1334 | -48.5436 | 20.9328 | 0.31427 | 0.56065 | 0 | 0 | 0 | 0 | 0 | 0 | 0 | 0.20436 | 0 | 0 | 0.56065 | 0 | 0 | 0 | 0 | 0.35629 | 4.233 | 0.35629 | 0 | 0.35629 | 6 | 100 | 0.19658 | 0 | 0.44852 | 0 | 4.7937
2007-03-02 12:00 | 0.50928 | 72.1688 | -14.0046 | 9.3187 | 0.51089 | 0.91143 | 0.43461 | 0.43461 | 0 | 0 | 0 | 0.43461 | 209.7104 | 0.45394 | 0 | 0 | 0.91143 | 0.45749 | 0.43461 | 0 | 0 | 0 | 4.5537 | 0 | 0 | 0 | 6 | 100 | 0.19658 | 0.47808 | 0.72915 | 0 | 5.4651
2007-03-02 13:00 | 0.38685 | 69.6684 | 31.9402 | 13.5026 | 0.38603 | 0.68869 | 2.0135 | 2.0135 | 1.3593 | 0 | 0.42719 | 2.0135 | 34.2027 | 1.1102e-16 | 0 | 0 | 0.68869 | 0.68869 | 0.65425 | 0 | 0 | 0 | 4.5537 | 0 | 0 | 0 | 6 | 100 | 0.19658 | 2.2149 | 0.55095 | 1.7 | 5.2424
2007-03-02 14:00 | 0.20707 | 59.0916 | 56.6753 | 26.9182 | 0.20623 | 0.36792 | 0 | 0 | 0 | 0 | 0 | 0 | 0 | 0.36792 | 0 | 0 | 0.36792 | 0 | 0 | 0 | 0 | 0 | 4.5537 | 0 | 0 | 0 | 6 | 100 | 0.19658 | 0 | 0.29433 | 0 | 4.9216
2007-03-02 15:00 | 0.1604 | 45.9118 | 68.0541 | 41.3935 | 0.15975 | 0.285 | 1.1946 | 1.1946 | 0 | 0 | 0 | 1.1946 | 23.8577 | 0 | 2.2204e-16 | 0 | 0.285 | 1.2574 | 1.1946 | 0 | 0 | 0 | 4.5537 | 0 | 0.97244 | -0.97244 | 4.975 | 82.916 | 0.19658 | 1.314 | 0.228 | 0 | 4.8387
2007-03-02 16:00 | 0.12296 | 31.8745 | 74.2964 | 56.1102 | 0.12249 | 0.21852 | 0 | 0 | 0 | 0 | 0 | 0 | 0 | 0 | 0 | 0 | 0.21852 | 0 | 0 | 0 | 0 | 1.0805 | 3.5812 | 0.21852 | 0 | 0.21852 | 5.1823 | 86.3711 | 0.19644 | 0 | 0.17481 | 0 | 3.7998
2007-03-02 17:00 | 0.038078 | 17.4771 | 78.2827 | 70.9125 | 0.037923 | 0.067655 | 1.2705 | 1.2705 | 1.7 | 0 | 0.5202 | 1.2705 | 5.3249 | 0 | 0 | 0 | 0.067655 | 0 | 0 | 0.42947 | 0.408 | 0.86197 | 3.7779 | 0.47565 | 0 | 0.47565 | 5.6335 | 93.8918 | 0.19663 | 1.3976 | 0.054124 | 1.7 | 3.8456
2007-03-02 18:00 | 0.029173 | 2.8993 | 81.1252 | 85.748 | 0.030539 | 0.054481 | 0 | 0 | 0 | 0 | 0 | 0 | 0 | 0 | 0 | 0 | 0.054481 | 0 | 0 | 0 | 0 | 0.38632 | 4.206 | 0.054481 | 0 | 0.054481 | 5.6852 | 94.7532 | 0.19659 | 0 | 0.043585 | 0 | 4.2605
2007-03-02 19:00 | 0 | 0 | 83.3328 | 90 | 0 | 0 | 1.7328 | 1.7328 | 1.7 | 0 | 0.5202 | 1.7328 | 0 | 0 | 0 | 0 | 0 | 0.034556 | 0.032828 | 0 | 0 | 0.33184 | 4.255 | 0 | 0.034556 | -0.034556 | 5.6488 | 94.1461 | 0.19659 | 1.9061 | 0 | 1.7 | 4.255
2007-03-02 20:00 | 0 | 0 | 85.1791 | 90 | 0 | 0 | 0.47217 | 0.47217 | 0 | 0 | 0 | 0.47217 | 0 | 0 | 5.5511e-17 | 0 | 0 | 0.49702 | 0.47217 | 0 | 0 | 0.37023 | 4.2205 | 0 | 0.49702 | -0.49702 | 5.1249 | 85.4144 | 0.19659 | 0.51939 | 0 | 0 | 4.2205
2007-03-02 21:00 | 0 | 0 | 86.8468 | 90 | 0 | 0 | 0.47046 | 0.47046 | 0 | 0 | 0 | 0.47046 | 0 | 0 | 5.5511e-17 | 0 | 0 | 0.49522 | 0.47046 | 0 | 0 | 0.92248 | 3.7235 | 0 | 0.49522 | -0.49522 | 4.6029 | 76.7142 | 0.19659 | 0.51751 | 0 | 0 | 3.7235
2007-03-02 22:00 | 0 | 0 | 88.5264 | 90 | 0 | 0 | 0 | 0 | 0 | 0 | 0 | 0 | 0 | 0 | 0 | 0 | 0 | 0 | 0 | 0 | 0 | 1.4727 | 3.2282 | 0 | 0 | 0 | 4.6029 | 76.7142 | 0.19659 | 0 | 0 | 0 | 3.2282
2007-03-02 23:00 | 0 | 0 | 90.6846 | 90 | 0 | 0 | 0.47231 | 0.47231 | 0 | 0 | 0 | 0.47231 | 0 | 0 | 5.5511e-17 | 0 | 0 | 0.49717 | 0.47231 | 0 | 0 | 1.4727 | 3.2282 | 0 | 0.49717 | -0.49717 | 4.0788 | 67.9799 | 0.19659 | 0.51954 | 0 | 0 | 3.2282
2007-03-03 | 0 | 0 | 104.3665 | 90 | 0 | 0 | 0.16636 | 0.16636 | 0 | 0 | 0 | 0.16636 | 0 | 0 | 0 | 0 | 0 | 0.17511 | 0.16636 | 0 | 0 | 2.0251 | 2.7311 | 0 | 0.17511 | -0.17511 | 3.8942 | 64.9035 | 0.19659 | 0.18299 | 0 | 0 | 2.7311
2007-03-03 01:00 | 0 | 0 | -95.1048 | 90 | 0 | 0 | 0.76392 | 0.76392 | 0 | 0 | 0 | 0.76392 | 0 | 0 | 0 | 0 | 0 | 0.80413 | 0.76392 | 0 | 0 | 2.2197 | 2.556 | 0 | 0.80413 | -0.80413 | 3.0466 | 50.7764 | 0.19659 | 0.84032 | 0 | 0 | 2.556
2007-03-03 02:00 | 0 | 0 | -90.5078 | 90 | 0 | 0 | 0.19607 | 0.19607 | 0 | 0 | 0 | 0.19607 | 0 | 0 | 2.7756e-17 | 0 | 0 | 0.20639 | 0.19607 | 0 | 0 | 3.1132 | 1.7518 | 0 | 0.20639 | -0.20639 | 2.829 | 47.1504 | 0.19659 | 0.21568 | 0 | 0 | 1.7518
2007-03-03 03:00 | 0 | 0 | -88.3694 | 90 | 0 | 0 | 0.39672 | 0.39672 | 0 | 0 | 0 | 0.39672 | 0 | 0 | 0 | 0 | 0 | 0.4176 | 0.39672 | 0 | 0 | 3.3425 | 1.5454 | 0 | 0.4176 | -0.4176 | 2.3888 | 39.8139 | 0.19659 | 0.4364 | 0 | 0 | 1.5454
2007-03-03 04:00 | 0 | 0 | -86.6003 | 90 | 0 | 0 | 0.34853 | 0.34853 | 0 | 0 | 0 | 0.34853 | 0 | 0 | 0 | 0 | 0 | 0.36687 | 0.34853 | 0 | 0 | 3.8065 | 1.1278 | 0 | 0.36687 | -0.36687 | 2.0021 | 33.3686 | 0.19659 | 0.38338 | 0 | 0 | 1.1278
2007-03-03 05:00 | 0 | 0 | -84.8169 | 90 | 0 | 0 | 0.23245 | 0.23245 | 0 | 0 | 0 | 0.23245 | 0 | 0 | 2.7756e-17 | 0 | 0 | 0.24468 | 0.23245 | 0 | 0 | 4.2142 | 0.76095 | 0 | 0.24468 | -0.24468 | 1.7442 | 29.07 | 0.19659 | 0.25569 | 0 | 0 | 0.76095
2007-03-03 06:00 | 0.0022501 | 0 | -82.8163 | 90 | 0 | 0 | 0.7421 | 0.7421 | 1.7 | 0 | 0.5202 | 0.7421 | 0 | -1.1102e-16 | 0 | 0 | 0 | 0 | 0 | 0.9579 | 0.91 | 4.486 | 0.51627 | 0.91 | 0 | 0.91 | 2.6075 | 43.4584 | 0.19696 | 0.81631 | 0 | 1.7 | 0.51627
2007-03-03 07:00 | 0.15676 | 9.2581 | -80.3789 | 79.3515 | 0.17756 | 0.31678 | 1.0292 | 1.0292 | 1.7 | 0 | 0.5202 | 1.0292 | 30.7781 | 0 | 0 | 0 | 0.31678 | 0 | 0 | 0.67078 | 0.63724 | 3.576 | 1.3353 | 0.95401 | 0 | 0.95401 | 3.5126 | 58.5426 | 0.19732 | 1.1321 | 0.25342 | 1.7 | 1.6521
2007-03-03 08:00 | 0.41998 | 23.7914 | -77.1539 | 64.5106 | 0.44641 | 0.7964 | 0.60068 | 0.60068 | 1.7 | 0 | 0.5202 | 0.60068 | 132.5844 | 0 | 0 | 0 | 0.7964 | 0 | 0 | 1.0993 | 1.0444 | 2.622 | 2.1939 | 1.8408 | 0 | 1.8408 | 5.2589 | 87.6475 | 0.19739 | 0.66074 | 0.63712 | 1.7 | 2.9903
2007-03-03 09:00 | 0.62928 | 38.0952 | -72.4484 | 49.7159 | 0.65755 | 1.1731 | 1.3594 | 1.3594 | 0.98716 | 0 | 0.3256 | 1.3594 | 86.2929 | 0 | 0 | 0 | 1.1731 | 0.39182 | 0.37223 | 0 | 0 | 0.78124 | 3.8506 | 0.78124 | 0 | 0.78124 | 6 | 100 | 0.19745 | 1.4953 | 0.93845 | 1.7 | 5.0236
2007-03-03 10:00 | 0.73055 | 51.9076 | -64.6321 | 35.0399 | 0.75567 | 1.3481 | 1.463 | 1.463 | 0.425 | 0 | 0.17213 | 1.463 | 92.1508 | 0.25554 | 0 | 0 | 1.3481 | 1.0926 | 1.038 | 0 | 0 | 0 | 4.5537 | 0 | 0 | 0 | 6 | 100 | 0.19745 | 1.6092 | 1.0785 | 1.7 | 5.9018
2007-03-03 11:00 | 0.89042 | 64.4167 | -49.1318 | 20.7504 | 0.92045 | 1.6421 | 0.64302 | 0.64302 | 0 | 0 | 0 | 0.64302 | 255.3682 | 0.96521 | 0 | 0 | 1.6421 | 0.67687 | 0.64302 | 0 | 0 | 0 | 4.5537 | 0 | 0 | 0 | 6 | 100 | 0.19745 | 0.70733 | 1.3137 | 0 | 6.1958
2007-03-03 12:00 | 0.90996 | 72.547 | -14.1665 | 8.9634 | 0.9385 | 1.6743 | 1.4488 | 1.4488 | 0.425 | 0 | 0.17213 | 1.4488 | 115.5664 | 0.59664 | 0 | 0 | 1.6743 | 1.0776 | 1.0238 | 0 | 0 | 0 | 4.5537 | 0 | 0 | 0 | 6 | 100 | 0.19745 | 1.5936 | 1.3394 | 1.7 | 6.228
2007-03-03 13:00 | 0.93178 | 69.9654 | 32.6337 | 13.3123 | 0.96252 | 1.7171 | 2.3448 | 2.3448 | 0.96483 | 0 | 0.3195 | 2.3448 | 73.2304 | 0.2645 | 0 | 0 | 1.7171 | 1.4526 | 1.38 | 0 | 0 | 0 | 4.5537 | 0 | 0 | 0 | 6 | 100 | 0.19745 | 2.5793 | 1.3737 | 1.7 | 6.2708
2007-03-03 14:00 | 0.91585 | 59.262 | 57.3411 | 26.8545 | 0.9493 | 1.6936 | 2.7349 | 2.7349 | 1.3549 | 0 | 0.42599 | 2.7349 | 61.9239 | 0.24092 | 0 | 0 | 1.6936 | 1.4526 | 1.38 | 0 | 0 | 0 | 4.5537 | 0 | 0 | 0 | 6 | 100 | 0.19745 | 3.0084 | 1.3548 | 1.7 | 6.2472
2007-03-03 15:00 | 0.81671 | 46.0129 | 68.5831 | 41.3761 | 0.85071 | 1.5177 | 0.36822 | 0.36822 | 0 | 0 | 0 | 0.36822 | 412.1686 | 1.1301 | 0 | 0 | 1.5177 | 0.3876 | 0.36822 | 0 | 0 | 0 | 4.5537 | 0 | 0 | 0 | 6 | 100 | 0.19745 | 0.40504 | 1.2141 | 0 | 6.0714
2007-03-03 16:00 | 0.55448 | 31.9362 | 74.7398 | 56.1181 | 0.58283 | 1.0398 | 2.0885 | 2.0885 | 1.1007 | 0 | 0.3566 | 2.0885 | 49.7846 | 2.2204e-16 | 0 | 0 | 1.0398 | 1.0398 | 0.98777 | 0 | 0 | 0 | 4.5537 | 0 | 0 | 0 | 6 | 100 | 0.19745 | 2.2974 | 0.83181 | 1.7 | 5.5935
2007-03-03 17:00 | 0.26746 | 17.5138 | 78.6807 | 70.9381 | 0.28561 | 0.50953 | 0.85986 | 0.85986 | 0 | 0 | 0 | 0.85986 | 59.2576 | 0 | 0 | 0 | 0.50953 | 0.90511 | 0.85986 | 0 | 0 | 0 | 4.5537 | 0 | 0.39558 | -0.39558 | 5.583 | 93.0503 | 0.19745 | 0.94584 | 0.40762 | 0 | 5.0632
2007-03-03 18:00 | 0.054957 | 2.9185 | 81.5066 | 85.7883 | 0.073982 | 0.13198 | 0.8521 | 0.8521 | 0 | 0 | 0 | 0.8521 | 15.4893 | 0 | 0 | 0 | 0.13198 | 0.89695 | 0.8521 | 0 | 0 | 0.43954 | 4.1581 | 0 | 0.76496 | -0.76496 | 4.7767 | 79.6114 | 0.19745 | 0.93731 | 0.10559 | 0 | 4.2901
2007-03-03 19:00 | 0 | 0 | 83.7223 | 90 | 0 | 0 | 1.8174 | 1.8174 | 1.7 | 0 | 0.5202 | 1.8174 | 0 | 0 | 0 | 0 | 0 | 0.12355 | 0.11737 | 0 | 0 | 1.2895 | 3.3931 | 0 | 0.12355 | -0.12355 | 4.6465 | 77.4409 | 0.19745 | 1.9991 | 0 | 1.7 | 3.3931
2007-03-03 20:00 | 0 | 0 | 85.6053 | 90 | 0 | 0 | 1.1116 | 1.1116 | 1.7 | 0 | 0.5202 | 1.1116 | 0 | 0 | 0 | 0 | 0 | 0 | 0 | 0.58835 | 0.55894 | 1.4268 | 3.2696 | 0.55894 | 0 | 0.55894 | 5.1767 | 86.2784 | 0.19767 | 1.2228 | 0 | 1.7 | 3.2696
2007-03-03 21:00 | 0 | 0 | 87.3542 | 90 | 0 | 0 | 2.2392 | 2.2392 | 1.7 | 0 | 0.5202 | 2.2392 | 0 | 0 | 0 | 0 | 0 | 0.5676 | 0.53922 | 0 | 0 | 0.86783 | 3.7726 | 0 | 0.5676 | -0.5676 | 4.5784 | 76.3067 | 0.19767 | 2.4631 | 0 | 1.7 | 3.7726
2007-03-03 22:00 | 0 | 0 | 89.2096 | 90 | 0 | 0 | 0.33191 | 0.33191 | 1.7 | 0 | 0.5202 | 0.33191 | 0 | 0 | 0 | 0 | 0 | 0 | 0 | 1.3681 | 1.2997 | 1.4985 | 3.205 | 1.2997 | 0 | 1.2997 | 5.8114 | 96.8565 | 0.19809 | 0.3651 | 0 | 1.7 | 3.205
2007-03-03 23:00 | 0 | 0 | 91.8503 | 90 | 0 | 0 | 0 | 0 | 0 | 0 | 0 | 0 | 0 | 0 | 0 | 0 | 0 | 0 | 0 | 0 | 0 | 0.19881 | 4.3748 | 0 | 0 | 0 | 5.8114 | 96.8565 | 0.19809 | 0 | 0 | 0 | 4.3748
2007-03-04 | 0 | 0 | 109.3115 | 90 | 0 | 0 | 0.14816 | 0.14816 | 0 | 0 | 0 | 0.14816 | 0 | 0 | 0 | 0 | 0 | 0.15596 | 0.14816 | 0 | 0 | 0.19881 | 4.3748 | 0 | 0.15596 | -0.15596 | 5.647 | 94.1165 | 0.19809 | 0.16298 | 0 | 0 | 4.3748
2007-03-04 01:00 | 0 | 0 | -97.0988 | 90 | 0 | 0 | 0.64903 | 0.64903 | 0 | 0 | 0 | 0.64903 | 0 | 0 | 1.1102e-16 | 0 | 0 | 0.68319 | 0.64903 | 0 | 0 | 0.37211 | 4.2188 | 0 | 0.68319 | -0.68319 | 4.9269 | 82.1141 | 0.19809 | 0.71393 | 0 | 0 | 4.2188
2007-03-04 02:00 | 0 | 0 | -91.3802 | 90 | 0 | 0 | 0.46022 | 0.46022 | 0 | 0 | 0 | 0.46022 | 0 | 0 | 5.5511e-17 | 0 | 0 | 0.48444 | 0.46022 | 0 | 0 | 1.1312 | 3.5356 | 0 | 0.48444 | -0.48444 | 4.4162 | 73.6034 | 0.19809 | 0.50624 | 0 | 0 | 3.5356
2007-03-04 03:00 | 0 | 0 | -88.95 | 90 | 0 | 0 | 0.34104 | 0.34104 | 0 | 0 | 0 | 0.34104 | 0 | 0 | 5.5511e-17 | 0 | 0 | 0.35899 | 0.34104 | 0 | 0 | 1.6695 | 3.0512 | 0 | 0.35899 | -0.35899 | 4.0378 | 67.2966 | 0.19809 | 0.37514 | 0 | 0 | 3.0512
2007-03-04 04:00 | 0 | 0 | -87.0569 | 90 | 0 | 0 | 0.23508 | 0.23508 | 0 | 0 | 0 | 0.23508 | 0 | 0 | 2.7756e-17 | 0 | 0 | 0.24746 | 0.23508 | 0 | 0 | 2.0684 | 2.6922 | 0 | 0.24746 | -0.24746 | 3.777 | 62.9492 | 0.19809 | 0.25859 | 0 | 0 | 2.6922
2007-03-04 05:00 | 0 | 0 | -85.2139 | 90 | 0 | 0 | 0.26297 | 0.26297 | 0 | 0 | 0 | 0.26297 | 0 | 0 | 5.5511e-17 | 0 | 0 | 0.27681 | 0.26297 | 0 | 0 | 2.3433 | 2.4447 | 0 | 0.27681 | -0.27681 | 3.4852 | 58.0862 | 0.19809 | 0.28926 | 0 | 0 | 2.4447
2007-03-04 06:00 | 0.0015501 | 0 | -83.1881 | 90 | 0 | 0 | 0.060679 | 0.060679 | 0 | 0 | 0 | 0.060679 | 0 | 0 | 6.9389e-18 | 0 | 0 | 0.063873 | 0.060679 | 0 | 0 | 2.6509 | 2.1679 | 0 | 0.063873 | -0.063873 | 3.4179 | 56.9641 | 0.19809 | 0.066747 | 0 | 0 | 2.1679
2007-03-04 07:00 | 0.13651 | 9.3735 | -80.75 | 79.2952 | 0.15028 | 0.2681 | 0.15745 | 0.15745 | 0 | 0 | 0 | 0.15745 | 170.2732 | 0 | 0 | 0 | 0.2681 | 0.16574 | 0.15745 | 0 | 0 | 2.7218 | 2.104 | 0.10236 | 0 | 0.10236 | 3.515 | 58.5825 | 0.19803 | 0.1732 | 0.21448 | 0 | 2.3721
2007-03-04 08:00 | 0.34313 | 23.9255 | -77.5473 | 64.4395 | 0.3591 | 0.64064 | 0.8269 | 0.8269 | 0 | 0 | 0 | 0.8269 | 77.4747 | 0 | 0 | 0 | 0.64064 | 0.87042 | 0.8269 | 0 | 0 | 2.6195 | 2.1962 | 0 | 0.22978 | -0.22978 | 3.2727 | 54.5457 | 0.19803 | 0.90959 | 0.51251 | 0 | 2.8368
2007-03-04 09:00 | 0.58572 | 38.2569 | -72.8914 | 49.6258 | 0.60933 | 1.0871 | 0 | 0 | 0 | 0 | 0 | 0 | 0 | 0 | 0 | 0 | 1.0871 | 0 | 0 | 0 | 0 | 2.8748 | 1.9664 | 1.0871 | 0 | 1.0871 | 4.304 | 71.7334 | 0.19733 | 0 | 0.86964 | 0 | 3.0534
2007-03-04 10:00 | 0.88511 | 52.1138 | -65.1583 | 34.9204 | 0.91854 | 1.6387 | 1.8138 | 1.8138 | 1.7 | 0 | 0.5202 | 1.8138 | 90.3449 | 0 | 0 | 0 | 1.6387 | 0.11979 | 0.1138 | 0 | 0 | 1.7877 | 2.9447 | 1.5189 | 0 | 1.5189 | 5.745 | 95.7491 | 0.1976 | 1.9952 | 1.3109 | 1.7 | 4.5834
2007-03-04 11:00 | 0.90143 | 64.7011 | -49.7326 | 20.57 | 0.93112 | 1.6611 | 0 | 0 | 0 | 0 | 0 | 0 | 0 | 1.3923 | 0 | 0 | 1.6611 | 0 | 0 | 0 | 0 | 0.26885 | 4.3117 | 0.26885 | 0 | 0.26885 | 6 | 100 | 0.19743 | 0 | 1.3289 | 0 | 5.9728
2007-03-04 12:00 | 0.83142 | 72.9279 | -14.3292 | 8.6071 | 0.85328 | 1.5222 | 1.2605 | 1.2605 | 0.425 | 0 | 0.17213 | 1.2605 | 120.7647 | 0.64277 | 0 | 0 | 1.5222 | 0.87948 | 0.8355 | 0 | 0 | 0 | 4.5537 | 0 | 0 | 0 | 6 | 100 | 0.19743 | 1.3866 | 1.2178 | 1.7 | 6.0759
2007-03-04 13:00 | 1.0105 | 70.2602 | 33.3571 | 13.1309 | 1.0443 | 1.8631 | 2.4979 | 2.4979 | 1.1179 | 0 | 0.36129 | 2.4979 | 74.5844 | 0.41043 | 0 | 0 | 1.8631 | 1.4526 | 1.38 | 0 | 0 | 0 | 4.5537 | 0 | 0 | 0 | 6 | 100 | 0.19743 | 2.7477 | 1.4905 | 1.7 | 6.4168
2007-03-04 14:00 | 0.82553 | 59.4281 | 58.0201 | 26.7975 | 0.85251 | 1.5209 | 1.7368 | 1.7368 | 0.425 | 0 | 0.17213 | 1.7368 | 87.5687 | 0.14006 | 0 | 0 | 1.5209 | 1.3808 | 1.3118 | 0 | 0 | 0 | 4.5537 | 0 | 0 | 0 | 6 | 100 | 0.19743 | 1.9104 | 1.2167 | 1.7 | 6.0746
2007-03-04 15:00 | 0.5987 | 46.11 | 69.1185 | 41.3637 | 0.61599 | 1.0989 | 1.4121 | 1.4121 | 0.425 | 0 | 0.17213 | 1.4121 | 77.8245 | 0.059919 | 0 | 0 | 1.0989 | 1.039 | 0.98705 | 0 | 0 | 0 | 4.5537 | 0 | 0 | 0 | 6 | 100 | 0.19743 | 1.5533 | 0.87914 | 1.7 | 5.6526
2007-03-04 16:00 | 0.41735 | 31.9946 | 75.1871 | 56.13 | 0.43068 | 0.76833 | 0.96907 | 0.96907 | 0 | 0 | 0 | 0.96907 | 79.2848 | 0 | 0 | 0 | 0.76833 | 1.0201 | 0.96907 | 0 | 0 | 0 | 4.5537 | 0 | 0.25175 | -0.25175 | 5.7346 | 95.5772 | 0.19743 | 1.066 | 0.61466 | 0 | 5.322
2007-03-04 17:00 | 0.2623 | 17.5477 | 79.0818 | 70.967 | 0.27875 | 0.49729 | 2.0889 | 2.0889 | 1.7 | 0 | 0.5202 | 2.0889 | 23.806 | 0 | 0 | 0 | 0.49729 | 0.4094 | 0.38893 | 0 | 0 | 0.27972 | 4.3019 | 0.087888 | 0 | 0.087888 | 5.818 | 96.9668 | 0.19746 | 2.2978 | 0.39783 | 1.7 | 4.7992
2007-03-04 18:00 | 0.037304 | 2.9355 | 81.8907 | 85.8313 | 0.041528 | 0.074087 | 2.6644 | 2.6644 | 1.7 | 0 | 0.5202 | 2.6644 | 2.7806 | 0 | 0 | 0 | 0.074087 | 1.0152 | 0.96443 | 0 | 0 | 0.19183 | 4.381 | 0 | 0.9411 | -0.9411 | 4.826 | 80.4335 | 0.19746 | 2.9309 | 0.059269 | 1.7 | 4.4551
2007-03-04 19:00 | 0 | 0 | 84.1145 | 90 | 0 | 0 | 1.1979 | 1.1979 | 0 | 0 | 0 | 1.1979 | 0 | 0 | 2.2204e-16 | 0 | 0 | 1.261 | 1.1979 | 0 | 0 | 1.2375 | 3.4399 | 0 | 1.261 | -1.261 | 3.4968 | 58.2805 | 0.19746 | 1.3177 | 0 | 0 | 3.4399
2007-03-04 20:00 | 0 | 0 | 86.0344 | 90 | 0 | 0 | 0.21641 | 0.21641 | 0 | 0 | 0 | 0.21641 | 0 | 0 | 2.7756e-17 | 0 | 0 | 0.2278 | 0.21641 | 0 | 0 | 2.6386 | 2.179 | 0 | 0.2278 | -0.2278 | 3.2567 | 54.2785 | 0.19746 | 0.23805 | 0 | 0 | 2.179
2007-03-04 21:00 | 0 | 0 | 87.8652 | 90 | 0 | 0 | 0.0071006 | 0.0071006 | 0 | 0 | 0 | 0.0071006 | 0 | 0 | 8.6736e-19 | 0 | 0 | 0.0074744 | 0.0071006 | 0 | 0 | 2.8917 | 1.9512 | 0 | 0.0074744 | -0.0074744 | 3.2488 | 54.1472 | 0.19746 | 0.0078107 | 0 | 0 | 1.9512
2007-03-04 22:00 | 0 | 0 | 89.898 | 90 | 0 | 0 | 0.14077 | 0.14077 | 0 | 0 | 0 | 0.14077 | 0 | 0 | 2.7756e-17 | 0 | 0 | 0.14818 | 0.14077 | 0 | 0 | 2.9 | 1.9437 | 0 | 0.14818 | -0.14818 | 3.0926 | 51.544 | 0.19746 | 0.15485 | 0 | 0 | 1.9437
2007-03-04 23:00 | 0 | 0 | 93.0253 | 90 | 0 | 0 | 0.29206 | 0.29206 | 0 | 0 | 0 | 0.29206 | 0 | 0 | 5.5511e-17 | 0 | 0 | 0.30744 | 0.29206 | 0 | 0 | 3.0646 | 1.7955 | 0 | 0.30744 | -0.30744 | 2.7686 | 46.1429 | 0.19746 | 0.32127 | 0 | 0 | 1.7955
2007-03-05 | 0 | 0 | 114.1073 | 90 | 0 | 0 | 0.26483 | 0.26483 | 0 | 0 | 0 | 0.26483 | 0 | 0 | 0 | 0 | 0 | 0.27876 | 0.26483 | 0 | 0 | 3.4062 | 1.4881 | 0 | 0.27876 | -0.27876 | 2.4747 | 41.2455 | 0.19746 | 0.29131 | 0 | 0 | 1.4881
2007-03-05 01:00 | 0 | 0 | -99.0646 | 90 | 0 | 0 | 0.022794 | 0.022794 | 0 | 0 | 0 | 0.022794 | 0 | 0 | 3.4694e-18 | 0 | 0 | 0.023994 | 0.022794 | 0 | 0 | 3.716 | 1.2093 | 0 | 0.023994 | -0.023994 | 2.4494 | 40.824 | 0.19746 | 0.025074 | 0 | 0 | 1.2093
2007-03-05 02:00 | 0 | 0 | -92.252 | 90 | 0 | 0 | 0 | 0 | 0 | 0 | 0 | 0 | 0 | 0 | 0 | 0 | 0 | 0 | 0 | 0 | 0 | 3.7426 | 1.1853 | 0 | 0 | 0 | 2.4494 | 40.824 | 0.19746 | 0 | 0 | 0 | 1.1853
2007-03-05 03:00 | 0 | 0 | -89.5317 | 90 | 0 | 0 | 0.49399 | 0.49399 | 0 | 0 | 0 | 0.49399 | 0 | 0 | 0 | 0 | 0 | 0.51999 | 0.49399 | 0 | 0 | 3.7426 | 1.1853 | 0 | 0.51999 | -0.51999 | 1.9013 | 31.6886 | 0.19746 | 0.54339 | 0 | 0 | 1.1853
2007-03-05 04:00 | 0 | 0 | -87.515 | 90 | 0 | 0 | 0 | 0 | 0 | 0 | 0 | 0 | 0 | 0 | 0 | 0 | 0 | 0 | 0 | 0 | 0 | 4.3204 | 0.66533 | 0 | 0 | 0 | 1.9013 | 31.6886 | 0.19746 | 0 | 0 | 0 | 0.66533
2007-03-05 05:00 | 0 | 0 | -85.6125 | 90 | 0 | 0 | 0.59337 | 0.59337 | 1.7 | 0 | 0.5202 | 0.59337 | 0 | 0 | 0 | 0 | 0 | 0 | 0 | 1.1066 | 1.0513 | 4.3204 | 0.66533 | 1.0513 | 0 | 1.0513 | 2.8987 | 48.3111 | 0.19787 | 0.6527 | 0 | 1.7 | 0.66533
2007-03-05 06:00 | 0.0022091 | 0 | -83.5617 | 90 | 0 | 0 | 0 | 0 | 1.4526 | 0 | 0.45267 | 0 | 0 | 0 | 0 | 0 | 0 | 0 | 0 | 1.4526 | 1.38 | 3.2691 | 1.6115 | 1.38 | 0 | 1.38 | 4.2079 | 70.1308 | 0.19799 | 0 | 0 | 1.7 | 1.6115
2007-03-05 07:00 | 0.13543 | 9.4914 | -81.1232 | 79.2369 | 0.1478 | 0.26368 | 0.72083 | 0.72083 | 1.7 | 0 | 0.5202 | 0.72083 | 36.5804 | 0 | 0 | 0 | 0.26368 | 0 | 0 | 0.97917 | 0.93021 | 1.8891 | 2.8535 | 1.1939 | 0 | 1.1939 | 5.3405 | 89.0079 | 0.19843 | 0.79291 | 0.21095 | 1.7 | 3.1172
2007-03-05 08:00 | 0.33804 | 24.0615 | -77.9433 | 64.367 | 0.35246 | 0.62878 | 0.9718 | 0.9718 | 0 | 0 | 0 | 0.9718 | 64.7028 | 0 | 1.1102e-16 | 0 | 0.62878 | 1.0229 | 0.9718 | 0 | 0 | 0.6952 | 3.928 | 0 | 0.39417 | -0.39417 | 4.925 | 82.0832 | 0.19843 | 1.069 | 0.50303 | 0 | 4.5568
2007-03-05 09:00 | 0.66003 | 38.42 | -73.3382 | 49.5351 | 0.68806 | 1.2275 | 2.1664 | 2.1664 | 1.7 | 0 | 0.5202 | 2.1664 | 56.6614 | 0 | 0 | 0 | 1.2275 | 0.49092 | 0.46637 | 0 | 0 | 1.1332 | 3.5338 | 0.73658 | 0 | 0.73658 | 5.6238 | 93.7294 | 0.19864 | 2.383 | 0.982 | 1.7 | 4.7613
2007-03-05 10:00 | 0.75426 | 52.3208 | -65.6911 | 34.8015 | 0.77928 | 1.3902 | 2.7216 | 2.7216 | 1.7 | 0 | 0.5202 | 2.7216 | 51.0816 | 0 | 0 | 0 | 1.3902 | 1.0753 | 1.0216 | 0 | 0 | 0.39659 | 4.1968 | 0.31488 | 0 | 0.31488 | 5.9225 | 98.7081 | 0.19873 | 2.9937 | 1.1122 | 1.7 | 5.587
2007-03-05 11:00 | 0.79259 | 64.9862 | -50.3464 | 20.392 | 0.81369 | 1.4516 | 2.8126 | 2.8126 | 1.5112 | 0 | 0.46866 | 2.8126 | 51.6111 | 1.1102e-16 | 0 | 0.013865 | 1.4516 | 1.3699 | 1.3014 | 0 | 0 | 0.081707 | 4.4802 | 0.081707 | 0 | 0.081707 | 6 | 100 | 0.19875 | 3.0939 | 1.1613 | 1.7 | 5.9318
2007-03-05 12:00 | 0.94111 | 73.3115 | -14.4927 | 8.2501 | 0.96968 | 1.7299 | 2.4378 | 2.4378 | 1.0578 | 0 | 0.34487 | 2.4378 | 70.9634 | 0.27728 | 0 | 0 | 1.7299 | 1.4526 | 1.38 | 0 | 0 | 0 | 4.5537 | 0 | 0 | 0 | 6 | 100 | 0.19875 | 2.6815 | 1.3839 | 1.7 | 6.2836
2007-03-05 13:00 | 1.0102 | 70.5525 | 34.1111 | 12.9589 | 1.0429 | 1.8605 | 0 | 0 | 0 | 0 | 0 | 0 | 0 | 1.8605 | 0 | 0 | 1.8605 | 0 | 0 | 0 | 0 | 0 | 4.5537 | 0 | 0 | 0 | 6 | 100 | 0.19875 | 0 | 1.4884 | 0 | 6.4142
2007-03-05 14:00 | 0.82249 | 59.5898 | 58.712 | 26.7472 | 0.84831 | 1.5134 | 0.56583 | 0.56583 | 0 | 0 | 0 | 0.56583 | 267.4616 | 0.91777 | 0 | 0 | 1.5134 | 0.59561 | 0.56583 | 0 | 0 | 0 | 4.5537 | 0 | 0 | 0 | 6 | 100 | 0.19875 | 0.62242 | 1.2107 | 0 | 6.0671
2007-03-05 15:00 | 0.72017 | 46.2032 | 69.66 | 41.3562 | 0.74676 | 1.3322 | 0 | 0 | 0 | 0 | 0 | 0 | 0 | 1.3322 | 0 | 0 | 1.3322 | 0 | 0 | 0 | 0 | 0 | 4.5537 | 0 | 0 | 0 | 6 | 100 | 0.19875 | 0 | 1.0658 | 0 | 5.8859
2007-03-05 16:00 | 0.53398 | 32.0497 | 75.6383 | 56.1459 | 0.55864 | 0.99662 | 0.51055 | 0.51055 | 0 | 0 | 0 | 0.51055 | 195.2061 | 0.4592 | 0 | 0 | 0.99662 | 0.53742 | 0.51055 | 0 | 0 | 0 | 4.5537 | 0 | 0 | 0 | 6 | 100 | 0.19875 | 0.5616 | 0.7973 | 0 | 5.5503
2007-03-05 17:00 | 0.24241 | 17.5789 | 79.4859 | 70.9991 | 0.25473 | 0.45444 | 0.55953 | 0.55953 | 0 | 0 | 0 | 0.55953 | 81.2179 | 0 | 1.1102e-16 | 0 | 0.45444 | 0.58898 | 0.55953 | 0 | 0 | 0 | 4.5537 | 0 | 0.13454 | -0.13454 | 5.8582 | 97.6364 | 0.19875 | 0.61548 | 0.36355 | 0 | 5.0081
2007-03-05 18:00 | 0.038215 | 2.9503 | 82.2774 | 85.8769 | 0.042634 | 0.076059 | 1.3152 | 1.3152 | 1.385 | 0 | 0.4342 | 1.3152 | 5.783 | 0 | 0 | 0 | 0.076059 | 0 | 0 | 0.069759 | 0.066271 | 0.14949 | 4.4191 | 0.14233 | 0 | 0.14233 | 5.9932 | 99.8868 | 0.1988 | 1.4467 | 0.060847 | 1.7 | 4.4952
2007-03-05 19:00 | 0 | 0 | 84.5093 | 90 | 0 | 0 | 0.19183 | 0.19183 | 0 | 0 | 0 | 0.19183 | 0 | 0 | 2.7756e-17 | 0 | 0 | 0.20193 | 0.19183 | 0 | 0 | 0.0071594 | 4.5472 | 0 | 0.20193 | -0.20193 | 5.7804 | 96.3393 | 0.1988 | 0.21102 | 0 | 0 | 4.5472
2007-03-05 20:00 | 0 | 0 | 86.4663 | 90 | 0 | 0 | 2.8658 | 2.8658 | 1.7 | 0 | 0.5202 | 2.8658 | 0 | 0 | 0 | 0.072431 | 0 | 1.2272 | 1.1658 | 0 | 0 | 0.23153 | 4.3453 | 0 | 1.2272 | -1.2272 | 4.4868 | 74.7795 | 0.1988 | 3.1524 | 0 | 1.7 | 4.3453
2007-03-05 21:00 | 0 | 0 | 88.3797 | 90 | 0 | 0 | 0.1078 | 0.1078 | 1.5604 | 0 | 0.4821 | 0.1078 | 0 | 0 | 0 | 0 | 0 | 0 | 0 | 1.4526 | 1.38 | 1.5951 | 3.1181 | 1.38 | 0 | 1.38 | 5.796 | 96.5991 | 0.19902 | 0.11858 | 0 | 1.7 | 3.1181
2007-03-05 22:00 | 0 | 0 | 90.5912 | 90 | 0 | 0 | 0.35067 | 0.35067 | 0 | 0 | 0 | 0.35067 | 0 | 0 | 5.5511e-17 | 0 | 0 | 0.36912 | 0.35067 | 0 | 0 | 0.21509 | 4.3601 | 0 | 0.36912 | -0.36912 | 5.4069 | 90.1144 | 0.19902 | 0.38573 | 0 | 0 | 4.3601
2007-03-05 23:00 | 0 | 0 | 94.209 | 90 | 0 | 0 | 0.25157 | 0.25157 | 0 | 0 | 0 | 0.25157 | 0 | 0 | 5.5511e-17 | 0 | 0 | 0.26481 | 0.25157 | 0 | 0 | 0.62522 | 3.991 | 0 | 0.26481 | -0.26481 | 5.1277 | 85.4621 | 0.19902 | 0.27673 | 0 | 0 | 3.991
2007-03-06 | 0 | 0 | 118.7021 | 90 | 0 | 0 | 0.33737 | 0.33737 | 0 | 0 | 0 | 0.33737 | 0 | 0 | 5.5511e-17 | 0 | 0 | 0.35513 | 0.33737 | 0 | 0 | 0.91946 | 3.7262 | 0 | 0.35513 | -0.35513 | 4.7534 | 79.2232 | 0.19902 | 0.37111 | 0 | 0 | 3.7262
2007-03-06 01:00 | 0 | 0 | -100.9968 | 90 | 0 | 0 | 0 | 0 | 0 | 0 | 0 | 0 | 0 | 0 | 0 | 0 | 0 | 0 | 0 | 0 | 0 | 1.314 | 3.371 | 0 | 0 | 0 | 4.7534 | 79.2232 | 0.19902 | 0 | 0 | 0 | 3.371
2007-03-06 02:00 | 0 | 0 | -93.1225 | 90 | 0 | 0 | 0.027127 | 0.027127 | 0 | 0 | 0 | 0.027127 | 0 | 0 | 3.4694e-18 | 0 | 0 | 0.028555 | 0.027127 | 0 | 0 | 1.314 | 3.371 | 0 | 0.028555 | -0.028555 | 4.7233 | 78.7215 | 0.19902 | 0.02984 | 0 | 0 | 3.371
2007-03-06 03:00 | 0 | 0 | -90.1143 | 90 | 0 | 0 | 0 | 0 | 0 | 0 | 0 | 0 | 0 | 0 | 0 | 0 | 0 | 0 | 0 | 0 | 0 | 1.3458 | 3.3425 | 0 | 0 | 0 | 4.7233 | 78.7215 | 0.19902 | 0 | 0 | 0 | 3.3425
2007-03-06 04:00 | 0 | 0 | -87.9743 | 90 | 0 | 0 | 0.34383 | 0.34383 | 0 | 0 | 0 | 0.34383 | 0 | 0 | 5.5511e-17 | 0 | 0 | 0.36193 | 0.34383 | 0 | 0 | 1.3458 | 3.3425 | 0 | 0.36193 | -0.36193 | 4.3418 | 72.3631 | 0.19902 | 0.37822 | 0 | 0 | 3.3425
2007-03-06 05:00 | 0 | 0 | -86.0125 | 90 | 0 | 0 | 0.31712 | 0.31712 | 0 | 0 | 0 | 0.31712 | 0 | 0 | 5.5511e-17 | 0 | 0 | 0.33381 | 0.31712 | 0 | 0 | 1.7479 | 2.9806 | 0 | 0.33381 | -0.33381 | 3.9899 | 66.4987 | 0.19902 | 0.34883 | 0 | 0 | 2.9806
2007-03-06 06:00 | 0.002696 | 0 | -83.9369 | 90 | 0 | 0 | 0.21178 | 0.21178 | 0 | 0 | 0 | 0.21178 | 0 | 0 | 2.7756e-17 | 0 | 0 | 0.22293 | 0.21178 | 0 | 0 | 2.1188 | 2.6468 | 0 | 0.22293 | -0.22293 | 3.7549 | 62.5823 | 0.19902 | 0.23296 | 0 | 0 | 2.6468
2007-03-06 07:00 | 0.15331 | 9.6115 | -81.4982 | 79.1767 | 0.16931 | 0.30204 | 0.13989 | 0.13989 | 0 | 0 | 0 | 0.13989 | 215.9137 | 0 | 0 | 0 | 0.30204 | 0.14725 | 0.13989 | 0 | 0 | 2.3665 | 2.4238 | 0.15479 | 0 | 0.15479 | 3.9018 | 65.0297 | 0.19892 | 0.15388 | 0.24164 | 0 | 2.7259
2007-03-06 08:00 | 0.43277 | 24.1993 | -78.3418 | 64.2933 | 0.45672 | 0.81479 | 2.0669 | 2.0669 | 1.7 | 0 | 0.5202 | 2.0669 | 39.4214 | 0 | 0 | 0 | 0.81479 | 0.38619 | 0.36688 | 0 | 0 | 2.2117 | 2.5631 | 0.4286 | 0 | 0.4286 | 4.3084 | 71.8065 | 0.19904 | 2.2736 | 0.65183 | 1.7 | 3.3779
2007-03-06 09:00 | 0.68662 | 38.5842 | -73.7886 | 49.444 | 0.71484 | 1.2753 | 0.26953 | 0.26953 | 0.8041 | 0 | 0.27562 | 0.26953 | 473.1425 | 0 | 0 | 0 | 1.2753 | 0 | 0 | 0.53456 | 0.50784 | 1.7831 | 2.9489 | 1.7831 | 0 | 1.7831 | 6 | 100 | 0.19829 | 0.29649 | 1.0202 | 1.7 | 4.2242
2007-03-06 10:00 | 0.85142 | 52.5284 | -66.2304 | 34.6833 | 0.8811 | 1.5719 | 2.0145 | 2.0145 | 0.63448 | 0 | 0.22931 | 2.0145 | 78.0293 | 0.11926 | 0 | 0 | 1.5719 | 1.4526 | 1.38 | 0 | 0 | 0 | 4.5537 | 0 | 0 | 0 | 6 | 100 | 0.19829 | 2.2159 | 1.2575 | 1.7 | 6.1256
2007-03-06 11:00 | 0.94918 | 65.2719 | -50.9738 | 20.2167 | 0.97929 | 1.7471 | 0.99485 | 0.99485 | 0 | 0 | 0 | 0.99485 | 175.6103 | 0.69985 | 0 | 0 | 1.7471 | 1.0472 | 0.99485 | 0 | 0 | 0 | 4.5537 | 0 | 0 | 0 | 6 | 100 | 0.19829 | 1.0943 | 1.3976 | 0 | 6.3007
2007-03-06 12:00 | 0.94066 | 73.6976 | -14.6576 | 7.8928 | 0.9682 | 1.7273 | 2.4098 | 2.4098 | 1.0298 | 0 | 0.33724 | 2.4098 | 71.6768 | 0.27464 | 0 | 0 | 1.7273 | 1.4526 | 1.38 | 0 | 0 | 0 | 4.5537 | 0 | 0 | 0 | 6 | 100 | 0.19829 | 2.6508 | 1.3818 | 1.7 | 6.281
2007-03-06 13:00 | 1.0807 | 70.842 | 34.8967 | 12.7971 | 1.1149 | 1.989 | 1.5593 | 1.5593 | 0.425 | 0 | 0.17213 | 1.5593 | 127.552 | 0.79492 | 0 | 0 | 1.989 | 1.194 | 1.1343 | 0 | 0 | 0 | 4.5537 | 0 | 0 | 0 | 6 | 100 | 0.19829 | 1.7153 | 1.5912 | 1.7 | 6.5426
2007-03-06 14:00 | 0.80459 | 59.7469 | 59.4164 | 26.7039 | 0.82824 | 1.4776 | 1.8577 | 1.8577 | 0.47768 | 0 | 0.18651 | 1.8577 | 79.5396 | 0.024955 | 0 | 0 | 1.4776 | 1.4526 | 1.38 | 0 | 0 | 0 | 4.5537 | 0 | 0 | 0 | 6 | 100 | 0.19829 | 2.0434 | 1.1821 | 1.7 | 6.0313
2007-03-06 15:00 | 0.69852 | 46.2924 | 70.2073 | 41.3538 | 0.72262 | 1.2891 | 3.6685 | 3.08 | 1.7 | 0 | 0.5202 | 3.08 | 41.8555 | 0 | 0.58854 | 0.95539 | 1.2891 | 1.4526 | 1.38 | 0 | 0 | 0 | 4.5537 | 0 | 0.16348 | -0.16348 | 5.8277 | 97.1279 | 0.19829 | 4.0354 | 1.0313 | 1.7 | 5.8428
2007-03-06 16:00 | 0.40782 | 32.1015 | 76.0932 | 56.1656 | 0.419 | 0.74749 | 0.85736 | 0.85736 | 0 | 0 | 0 | 0.85736 | 87.1852 | 0 | 0 | 0 | 0.74749 | 0.90249 | 0.85736 | 0 | 0 | 0.18165 | 4.3902 | 0 | 0.15499 | -0.15499 | 5.6643 | 94.405 | 0.19829 | 0.9431 | 0.59799 | 0 | 5.1377
2007-03-06 17:00 | 0.22155 | 17.6074 | 79.8927 | 71.0343 | 0.22998 | 0.41028 | 1.6248 | 1.6248 | 1.5712 | 0 | 0.48503 | 1.6248 | 25.2514 | 0 | 0 | 0 | 0.41028 | 0.056414 | 0.053594 | 0 | 0 | 0.35386 | 4.2352 | 0.35386 | 0 | 0.35386 | 6 | 100 | 0.19839 | 1.7872 | 0.32822 | 1.7 | 4.6455
2007-03-06 18:00 | 0.034023 | 2.9631 | 82.6666 | 85.9249 | 0.036369 | 0.064882 | 0 | 0 | 0 | 0 | 0 | 0 | 0 | 0.064882 | 0 | 0 | 0.064882 | 0 | 0 | 0 | 0 | 0 | 4.5537 | 0 | 0 | 0 | 6 | 100 | 0.19839 | 0 | 0.051905 | 0 | 4.6186
2007-03-06 19:00 | 0 | 0 | 84.9065 | 90 | 0 | 0 | 1.4426 | 1.4426 | 1.4426 | 0 | 0.44992 | 1.4426 | 0 | 0 | 0 | 0 | 0 | 0 | 0 | 0 | 0 | 0 | 4.5537 | 0 | 0 | 0 | 6 | 100 | 0.19839 | 1.5868 | 0 | 1.7 | 4.5537
2007-03-06 20:00 | 0 | 0 | 86.901 | 90 | 0 | 0 | 0 | 0 | 0 | 0 | 0 | 0 | 0 | 0 | 0 | 0 | 0 | 0 | 0 | 0 | 0 | 0 | 4.5537 | 0 | 0 | 0 | 6 | 100 | 0.19839 | 0 | 0 | 0 | 4.5537
2007-03-06 21:00 | 0 | 0 | 88.8974 | 90 | 0 | 0 | 0.93578 | 0.93578 | 0 | 0 | 0 | 0.93578 | 0 | 0 | 1.1102e-16 | 0 | 0 | 0.98503 | 0.93578 | 0 | 0 | 0 | 4.5537 | 0 | 0.98503 | -0.98503 | 4.9617 | 82.6949 | 0.19839 | 1.0294 | 0 | 0 | 4.5537
2007-03-06 22:00 | 0 | 0 | 91.2891 | 90 | 0 | 0 | 0.55533 | 0.55533 | 0 | 0 | 0 | 0.55533 | 0 | 0 | 1.1102e-16 | 0 | 0 | 0.58456 | 0.55533 | 0 | 0 | 1.0945 | 3.5687 | 0 | 0.58456 | -0.58456 | 4.3455 | 72.4253 | 0.19839 | 0.61086 | 0 | 0 | 3.5687
2007-03-06 23:00 | 0 | 0 | 95.4004 | 90 | 0 | 0 | 0.068491 | 0.068491 | 0 | 0 | 0 | 0.068491 | 0 | 0 | 0 | 0 | 0 | 0.072096 | 0.068491 | 0 | 0 | 1.744 | 2.9841 | 0 | 0.072096 | -0.072096 | 4.2695 | 71.1586 | 0.19839 | 0.07534 | 0 | 0 | 2.9841
2007-03-07 | 0 | 0 | 123.0577 | 90 | 0 | 0 | 0.55079 | 0.55079 | 0 | 0 | 0 | 0.55079 | 0 | 0 | 0 | 0 | 0 | 0.57978 | 0.55079 | 0 | 0 | 1.8241 | 2.912 | 0 | 0.57978 | -0.57978 | 3.6584 | 60.973 | 0.19839 | 0.60587 | 0 | 0 | 2.912
2007-03-07 01:00 | 0 | 0 | -102.8903 | 90 | 0 | 0 | 0.20716 | 0.20716 | 0 | 0 | 0 | 0.20716 | 0 | 0 | 2.7756e-17 | 0 | 0 | 0.21807 | 0.20716 | 0 | 0 | 2.4683 | 2.3322 | 0 | 0.21807 | -0.21807 | 3.4285 | 57.142 | 0.19839 | 0.22788 | 0 | 0 | 2.3322
2007-03-07 02:00 | 0 | 0 | -93.9907 | 90 | 0 | 0 | 0.42946 | 0.42946 | 0 | 0 | 0 | 0.42946 | 0 | 0 | 5.5511e-17 | 0 | 0 | 0.45206 | 0.42946 | 0 | 0 | 2.7106 | 2.1142 | 0 | 0.45206 | -0.45206 | 2.952 | 49.2001 | 0.19839 | 0.4724 | 0 | 0 | 2.1142
2007-03-07 03:00 | 0 | 0 | -90.6973 | 90 | 0 | 0 | 0.19927 | 0.19927 | 0 | 0 | 0 | 0.19927 | 0 | 0 | 2.7756e-17 | 0 | 0 | 0.20976 | 0.19927 | 0 | 0 | 3.2129 | 1.6621 | 0 | 0.20976 | -0.20976 | 2.7309 | 45.515 | 0.19839 | 0.2192 | 0 | 0 | 1.6621
2007-03-07 04:00 | 0 | 0 | -88.4347 | 90 | 0 | 0 | 0.54556 | 0.54556 | 0 | 0 | 0 | 0.54556 | 0 | 0 | 1.1102e-16 | 0 | 0 | 0.57427 | 0.54556 | 0 | 0 | 3.4459 | 1.4523 | 0 | 0.57427 | -0.57427 | 2.1256 | 35.4261 | 0.19839 | 0.60011 | 0 | 0 | 1.4523
2007-03-07 05:00 | 0 | 0 | -86.4139 | 90 | 0 | 0 | 0.24563 | 0.24563 | 0 | 0 | 0 | 0.24563 | 0 | 0 | 0 | 0 | 0 | 0.25856 | 0.24563 | 0 | 0 | 4.084 | 0.87807 | 0 | 0.25856 | -0.25856 | 1.853 | 30.8837 | 0.19839 | 0.27019 | 0 | 0 | 0.87807
2007-03-07 06:00 | 0.0034803 | 0 | -84.3136 | 90 | 0 | 0 | 0.29992 | 0.29992 | 0 | 0 | 0 | 0.29992 | 0 | 0 | 0 | 0 | 0 | 0.31571 | 0.29992 | 0 | 0 | 4.3713 | 0.61951 | 0 | 0.31571 | -0.31571 | 1.5202 | 25.3373 | 0.19839 | 0.32991 | 0 | 0 | 0.61951
2007-03-07 07:00 | 0.18305 | 9.7338 | -81.8752 | 79.1147 | 0.20339 | 0.36285 | 1.6384 | 1.6384 | 1.7 | 0 | 0.5202 | 1.6384 | 22.1465 | 0 | 0 | 0 | 0.36285 | 0 | 0 | 0.061591 | 0.058512 | 4.7221 | 0.30381 | 0.42136 | 0 | 0.42136 | 1.92 | 31.9996 | 0.19851 | 1.8022 | 0.29028 | 1.7 | 0.66666
2007-03-07 08:00 | 0.49878 | 24.3387 | -78.7428 | 64.2184 | 0.52566 | 0.93778 | 0 | 0 | 1.4526 | 0 | 0.45267 | 0 | 0 | 0 | 0 | 0 | 0.93778 | 0 | 0 | 1.4526 | 1.38 | 4.3007 | 0.68303 | 2.3178 | 0 | 2.3178 | 4.1188 | 68.6468 | 0.19805 | 0 | 0.75022 | 1.7 | 1.6208
2007-03-07 09:00 | 0.75748 | 38.7494 | -74.2428 | 49.3526 | 0.7877 | 1.4053 | 1.7712 | 1.7712 | 1.7 | 0 | 0.5202 | 1.7712 | 79.3383 | 0 | 0 | 0 | 1.4053 | 0.074978 | 0.071229 | 0 | 0 | 1.983 | 2.769 | 1.3303 | 0 | 1.3303 | 5.3808 | 89.6804 | 0.19842 | 1.9484 | 1.1242 | 1.7 | 4.1743
2007-03-07 10:00 | 0.88121 | 52.7364 | -66.7762 | 34.566 | 0.91093 | 1.6251 | 0.75746 | 0.75746 | 0 | 0 | 0 | 0.75746 | 214.5459 | 0.17511 | 0 | 0 | 1.6251 | 0.79733 | 0.75746 | 0 | 0 | 0.65267 | 3.9663 | 0.65267 | 0 | 0.65267 | 6 | 100 | 0.19802 | 0.83321 | 1.3001 | 0 | 5.5914
2007-03-07 11:00 | 1.0092 | 65.558 | -51.6151 | 20.0444 | 1.0406 | 1.8565 | 2.3167 | 2.3167 | 0.93671 | 0 | 0.31182 | 2.3167 | 80.1338 | 0.40384 | 0 | 0 | 1.8565 | 1.4526 | 1.38 | 0 | 0 | 0 | 4.5537 | 0 | 0 | 0 | 6 | 100 | 0.19802 | 2.5484 | 1.4852 | 1.7 | 6.4102
2007-03-07 12:00 | 1.0584 | 74.086 | -14.8241 | 7.5357 | 1.0902 | 1.945 | 2.1224 | 2.1224 | 0.7424 | 0 | 0.25877 | 2.1224 | 91.6406 | 0.49235 | 0 | 0 | 1.945 | 1.4526 | 1.38 | 0 | 0 | 0 | 4.5537 | 0 | 0 | 0 | 6 | 100 | 0.19802 | 2.3346 | 1.556 | 1.7 | 6.4987
2007-03-07 13:00 | 0.95134 | 71.1283 | 35.7146 | 12.646 | 0.97911 | 1.7467 | 1.504 | 1.504 | 0.425 | 0 | 0.17213 | 1.504 | 116.1423 | 0.61099 | 0 | 0 | 1.7467 | 1.1357 | 1.079 | 0 | 0 | 0 | 4.5537 | 0 | 0 | 0 | 6 | 100 | 0.19802 | 1.6543 | 1.3974 | 1.7 | 6.3004
2007-03-07 14:00 | 0.9455 | 59.8993 | 60.1332 | 26.6674 | 0.97575 | 1.7407 | 0.28807 | 0.28807 | 0 | 0 | 0 | 0.28807 | 604.2733 | 1.4375 | 0 | 0 | 1.7407 | 0.30323 | 0.28807 | 0 | 0 | 0 | 4.5537 | 0 | 0 | 0 | 6 | 100 | 0.19802 | 0.31688 | 1.3926 | 0 | 6.2944
2007-03-07 15:00 | 0.85931 | 46.3775 | 70.7603 | 41.3563 | 0.89038 | 1.5884 | 1.1392 | 1.1392 | 0 | 0 | 0 | 1.1392 | 139.4388 | 0.38932 | 0 | 0 | 1.5884 | 1.1991 | 1.1392 | 0 | 0 | 0 | 4.5537 | 0 | 0 | 0 | 6 | 100 | 0.19802 | 1.2531 | 1.2707 | 0 | 6.1421
2007-03-07 16:00 | 0.54575 | 32.1499 | 76.5515 | 56.1893 | 0.56922 | 1.0155 | 2.2542 | 2.2542 | 1.2895 | 0 | 0.40814 | 2.2542 | 45.0478 | 0 | 0 | 0 | 1.0155 | 1.0155 | 0.96471 | 0 | 0 | 0 | 4.5537 | 0 | 0 | 0 | 6 | 100 | 0.19802 | 2.4797 | 0.81239 | 1.7 | 5.5692
2007-03-07 17:00 | 0.30987 | 17.6332 | 80.3023 | 71.0726 | 0.33035 | 0.58935 | 1.6844 | 1.6844 | 1.1245 | 0 | 0.36308 | 1.6844 | 34.9895 | 0 | 0 | 0 | 0.58935 | 0.58935 | 0.55988 | 0 | 0 | 0 | 4.5537 | 0 | 0 | 0 | 6 | 100 | 0.19802 | 1.8528 | 0.47148 | 1.7 | 5.143
2007-03-07 18:00 | 0.051781 | 2.9737 | 83.0581 | 85.9754 | 0.064352 | 0.1148 | 1.8891 | 1.8891 | 1.7 | 0 | 0.5202 | 1.8891 | 6.0773 | 0 | 0 | 0 | 0.1148 | 0.19901 | 0.18906 | 0 | 0 | 0 | 4.5537 | 0 | 0.084202 | -0.084202 | 5.9113 | 98.5207 | 0.19802 | 2.078 | 0.091844 | 1.7 | 4.6685
2007-03-07 19:00 | 0 | 0 | 85.3061 | 90 | 0 | 0 | 0 | 0 | 0 | 0 | 0 | 0 | 0 | 0 | 0 | 0 | 0 | 0 | 0 | 0 | 0 | 0.093558 | 4.4695 | 0 | 0 | 0 | 5.9113 | 98.5207 | 0.19802 | 0 | 0 | 0 | 4.4695
2007-03-07 20:00 | 0 | 0 | 87.3381 | 90 | 0 | 0 | 0.54212 | 0.54212 | 0 | 0 | 0 | 0.54212 | 0 | 0 | 0 | 0 | 0 | 0.57065 | 0.54212 | 0 | 0 | 0.093558 | 4.4695 | 0 | 0.57065 | -0.57065 | 5.3097 | 88.4955 | 0.19802 | 0.59633 | 0 | 0 | 4.4695
2007-03-07 21:00 | 0 | 0 | 89.4183 | 90 | 0 | 0 | 0 | 0 | 0 | 0 | 0 | 0 | 0 | 0 | 0 | 0 | 0 | 0 | 0 | 0 | 0 | 0.72761 | 3.8988 | 0 | 0 | 0 | 5.3097 | 88.4955 | 0.19802 | 0 | 0 | 0 | 3.8988
2007-03-07 22:00 | 0 | 0 | 91.9914 | 90 | 0 | 0 | 0 | 0 | 0 | 0 | 0 | 0 | 0 | 0 | 0 | 0 | 0 | 0 | 0 | 0 | 0 | 0.72761 | 3.8988 | 0 | 0 | 0 | 5.3097 | 88.4955 | 0.19802 | 0 | 0 | 0 | 3.8988
2007-03-07 23:00 | 0 | 0 | 96.5986 | 90 | 0 | 0 | 0.2312 | 0.2312 | 0 | 0 | 0 | 0.2312 | 0 | 0 | 2.7756e-17 | 0 | 0 | 0.24337 | 0.2312 | 0 | 0 | 0.72761 | 3.8988 | 0 | 0.24337 | -0.24337 | 5.0532 | 84.2198 | 0.19802 | 0.25432 | 0 | 0 | 3.8988
2007-03-08 | 0 | 0 | 127.15 | 90 | 0 | 0 | 0.25476 | 0.25476 | 0 | 0 | 0 | 0.25476 | 0 | 0 | 0 | 0 | 0 | 0.26817 | 0.25476 | 0 | 0 | 0.99803 | 3.6555 | 0 | 0.26817 | -0.26817 | 4.7705 | 79.5087 | 0.19802 | 0.28023 | 0 | 0 | 3.6555
2007-03-08 01:00 | 0 | 0 | -104.7412 | 90 | 0 | 0 | 0.13818 | 0.13818 | 0 | 0 | 0 | 0.13818 | 0 | 0 | 2.7756e-17 | 0 | 0 | 0.14545 | 0.13818 | 0 | 0 | 1.296 | 3.3873 | 0 | 0.14545 | -0.14545 | 4.6172 | 76.9533 | 0.19802 | 0.152 | 0 | 0 | 3.3873
2007-03-08 02:00 | 0 | 0 | -94.856 | 90 | 0 | 0 | 0.31765 | 0.31765 | 0 | 0 | 0 | 0.31765 | 0 | 0 | 0 | 0 | 0 | 0.33437 | 0.31765 | 0 | 0 | 1.4576 | 3.2418 | 0 | 0.33437 | -0.33437 | 4.2648 | 71.0791 | 0.19802 | 0.34941 | 0 | 0 | 3.2418
2007-03-08 03:00 | 0 | 0 | -91.2806 | 90 | 0 | 0 | 0 | 0 | 0 | 0 | 0 | 0 | 0 | 0 | 0 | 0 | 0 | 0 | 0 | 0 | 0 | 1.8291 | 2.9075 | 0 | 0 | 0 | 4.2648 | 71.0791 | 0.19802 | 0 | 0 | 0 | 2.9075
2007-03-08 04:00 | 0 | 0 | -88.896 | 90 | 0 | 0 | 0.35214 | 0.35214 | 0 | 0 | 0 | 0.35214 | 0 | 0 | 5.5511e-17 | 0 | 0 | 0.37068 | 0.35214 | 0 | 0 | 1.8291 | 2.9075 | 0 | 0.37068 | -0.37068 | 3.874 | 64.567 | 0.19802 | 0.38736 | 0 | 0 | 2.9075
2007-03-08 05:00 | 0 | 0 | -86.8164 | 90 | 0 | 0 | 0.15363 | 0.15363 | 0 | 0 | 0 | 0.15363 | 0 | 0 | 0 | 0 | 0 | 0.16171 | 0.15363 | 0 | 0 | 2.241 | 2.5368 | 0 | 0.16171 | -0.16171 | 3.7036 | 61.7259 | 0.19802 | 0.16899 | 0 | 0 | 2.5368
2007-03-08 06:00 | 0.0026481 | 0 | -84.6918 | 90 | 0 | 0 | 0.086227 | 0.086227 | 0 | 0 | 0 | 0.086227 | 0 | 0 | 0 | 0 | 0 | 0.090765 | 0.086227 | 0 | 0 | 2.4207 | 2.3751 | 0 | 0.090765 | -0.090765 | 3.6079 | 60.1314 | 0.19802 | 0.09485 | 0 | 0 | 2.3751
2007-03-08 07:00 | 0.13677 | 9.8582 | -82.2538 | 79.051 | 0.14649 | 0.26133 | 1.2609 | 1.2609 | 1.7 | 0 | 0.5202 | 1.2609 | 20.7257 | 0 | 0 | 0 | 0.26133 | 0 | 0 | 0.43908 | 0.41713 | 2.5215 | 2.2843 | 0.67846 | 0 | 0.67846 | 4.2515 | 70.8588 | 0.19825 | 1.387 | 0.20907 | 1.7 | 2.5457
2007-03-08 08:00 | 0.43978 | 24.4795 | -79.1461 | 64.1424 | 0.46184 | 0.82392 | 0.65441 | 0.65441 | 1.6226 | 0 | 0.49907 | 0.65441 | 125.9019 | 0 | 0 | 0 | 0.82392 | 0 | 0 | 0.96818 | 0.91977 | 1.8431 | 2.8949 | 1.7437 | 0 | 1.7437 | 5.9057 | 98.4289 | 0.1983 | 0.71986 | 0.65914 | 1.7 | 3.7189
2007-03-08 09:00 | 0.60379 | 38.9154 | -74.7005 | 49.2609 | 0.62479 | 1.1146 | 1.6108 | 1.6108 | 0.64631 | 0 | 0.23254 | 1.6108 | 69.1968 | 0 | 0 | 0 | 1.1146 | 1.0153 | 0.9645 | 0 | 0 | 0.099366 | 4.4643 | 0.099366 | 0 | 0.099366 | 6 | 100 | 0.19833 | 1.7719 | 0.8917 | 1.7 | 5.5789
2007-03-08 10:00 | 0.75473 | 52.9447 | -67.3287 | 34.4498 | 0.77681 | 1.3858 | 0.60118 | 0.60118 | 0 | 0 | 0 | 0.60118 | 230.5187 | 0.75301 | 0 | 0 | 1.3858 | 0.63282 | 0.60118 | 0 | 0 | 0 | 4.5537 | 0 | 0 | 0 | 6 | 100 | 0.19833 | 0.6613 | 1.1087 | 0 | 5.9395
2007-03-08 11:00 | 0.92535 | 65.8441 | -52.2709 | 19.8754 | 0.95213 | 1.6986 | 0 | 0 | 0 | 0 | 0 | 0 | 0 | 1.6986 | 0 | 0 | 1.6986 | 0 | 0 | 0 | 0 | 0 | 4.5537 | 0 | 0 | 0 | 6 | 100 | 0.19833 | 0 | 1.3589 | 0 | 6.2523
2007-03-08 12:00 | 1.0857 | 74.4767 | -14.9926 | 7.1794 | 1.1173 | 1.9933 | 1.8458 | 1.8458 | 0.46576 | 0 | 0.18325 | 1.8458 | 107.9939 | 0.54067 | 0 | 0 | 1.9933 | 1.4526 | 1.38 | 0 | 0 | 0 | 4.5537 | 0 | 0 | 0 | 6 | 100 | 0.19833 | 2.0303 | 1.5946 | 1.7 | 6.547
2007-03-08 13:00 | 1.0195 | 71.4113 | 36.5657 | 12.5061 | 1.0493 | 1.8719 | 1.7974 | 1.7974 | 0.425 | 0 | 0.17213 | 1.7974 | 104.1468 | 0.4273 | 0 | 0 | 1.8719 | 1.4446 | 1.3724 | 0 | 0 | 0 | 4.5537 | 0 | 0 | 0 | 6 | 100 | 0.19833 | 1.9771 | 1.4975 | 1.7 | 6.4256
2007-03-08 14:00 | 0.60968 | 60.0468 | 60.8619 | 26.6381 | 0.61777 | 1.1021 | 0.3725 | 0.3725 | 0 | 0 | 0 | 0.3725 | 295.8676 | 0.71 | 0 | 0 | 1.1021 | 0.3921 | 0.3725 | 0 | 0 | 0 | 4.5537 | 0 | 0 | 0 | 6 | 100 | 0.19833 | 0.40975 | 0.88168 | 0 | 5.6558
2007-03-08 15:00 | 0.24983 | 46.4585 | 71.3187 | 41.3639 | 0.24895 | 0.44413 | 0.3077 | 0.3077 | 0 | 0 | 0 | 0.3077 | 144.3384 | 0.12024 | 0 | 0 | 0.44413 | 0.3239 | 0.3077 | 0 | 0 | 0 | 4.5537 | 0 | 0 | 0 | 6 | 100 | 0.19833 | 0.33847 | 0.35531 | 0 | 4.9978
2007-03-08 16:00 | 0.24225 | 32.1951 | 77.0132 | 56.2167 | 0.24226 | 0.43219 | 1.4022 | 1.4022 | 0.99161 | 0 | 0.32681 | 1.4022 | 30.8224 | 1.1102e-16 | 0 | 0 | 0.43219 | 0.43219 | 0.41058 | 0 | 0 | 0 | 4.5537 | 0 | 0 | 0 | 6 | 100 | 0.19833 | 1.5424 | 0.34575 | 1.7 | 4.9859
2007-03-08 17:00 | 0.14221 | 17.6565 | 80.7143 | 71.114 | 0.14268 | 0.25454 | 2.4699 | 2.4699 | 1.7 | 0 | 0.5202 | 2.4699 | 10.3056 | 0 | 0 | 0 | 0.25454 | 0.8104 | 0.76988 | 0 | 0 | 0 | 4.5537 | 0 | 0.55586 | -0.55586 | 5.4141 | 90.2345 | 0.19833 | 2.7169 | 0.20363 | 1.7 | 4.8082
2007-03-08 18:00 | 0.026073 | 2.9824 | 83.4519 | 86.0283 | 0.026508 | 0.047291 | 0.047753 | 0.047753 | 0 | 0 | 0 | 0.047753 | 99.0325 | 0 | 0 | 0 | 0.047291 | 0.050266 | 0.047753 | 0 | 0 | 0.61762 | 3.9978 | 0 | 0.0029753 | -0.0029753 | 5.4109 | 90.1823 | 0.19833 | 0.052528 | 0.037833 | 0 | 4.0451
2007-03-08 19:00 | 0 | 0 | 85.7079 | 90 | 0 | 0 | 0 | 0 | 0 | 0 | 0 | 0 | 0 | 0 | 0 | 0 | 0 | 0 | 0 | 0 | 0 | 0.62093 | 3.9949 | 0 | 0 | 0 | 5.4109 | 90.1823 | 0.19833 | 0 | 0 | 0 | 3.9949
2007-03-08 20:00 | 0 | 0 | 87.7778 | 90 | 0 | 0 | 0.051807 | 0.051807 | 0 | 0 | 0 | 0.051807 | 0 | 0 | 6.9389e-18 | 0 | 0 | 0.054533 | 0.051807 | 0 | 0 | 0.62093 | 3.9949 | 0 | 0.054533 | -0.054533 | 5.3535 | 89.2242 | 0.19833 | 0.056987 | 0 | 0 | 3.9949
2007-03-08 21:00 | 0 | 0 | 89.9422 | 90 | 0 | 0 | 1.9835 | 1.9835 | 1.7 | 0 | 0.5202 | 1.9835 | 0 | 0 | 0 | 0 | 0 | 0.29844 | 0.28351 | 0 | 0 | 0.68152 | 3.9403 | 0 | 0.29844 | -0.29844 | 5.0389 | 83.9813 | 0.19833 | 2.1819 | 0 | 1.7 | 3.9403
2007-03-08 22:00 | 0 | 0 | 92.6978 | 90 | 0 | 0 | 0 | 0 | 0 | 0 | 0 | 0 | 0 | 0 | 0 | 0 | 0 | 0 | 0 | 0 | 0 | 1.0131 | 3.6419 | 0 | 0 | 0 | 5.0389 | 83.9813 | 0.19833 | 0 | 0 | 0 | 3.6419
2007-03-08 23:00 | 0 | 0 | 97.8026 | 90 | 0 | 0 | 0.094617 | 0.094617 | 0 | 0 | 0 | 0.094617 | 0 | 0 | 0 | 0 | 0 | 0.099597 | 0.094617 | 0 | 0 | 1.0131 | 3.6419 | 0 | 0.099597 | -0.099597 | 4.9339 | 82.2315 | 0.19833 | 0.10408 | 0 | 0 | 3.6419
2007-03-09 | 0 | 0 | 130.9677 | 90 | 0 | 0 | 0.10822 | 0.10822 | 0 | 0 | 0 | 0.10822 | 0 | 0 | 1.3878e-17 | 0 | 0 | 0.11391 | 0.10822 | 0 | 0 | 1.1238 | 3.5423 | 0 | 0.11391 | -0.11391 | 4.8138 | 80.2303 | 0.19833 | 0.11904 | 0 | 0 | 3.5423
2007-03-09 01:00 | 0 | 0 | -106.5456 | 90 | 0 | 0 | 0.16816 | 0.16816 | 0 | 0 | 0 | 0.16816 | 0 | 0 | 0 | 0 | 0 | 0.17701 | 0.16816 | 0 | 0 | 1.2503 | 3.4284 | 0 | 0.17701 | -0.17701 | 4.6272 | 77.1206 | 0.19833 | 0.18497 | 0 | 0 | 3.4284
2007-03-09 02:00 | 0 | 0 | -95.7177 | 90 | 0 | 0 | 0.2394 | 0.2394 | 0 | 0 | 0 | 0.2394 | 0 | 0 | 2.7756e-17 | 0 | 0 | 0.252 | 0.2394 | 0 | 0 | 1.447 | 3.2514 | 0 | 0.252 | -0.252 | 4.3616 | 72.6935 | 0.19833 | 0.26334 | 0 | 0 | 3.2514
2007-03-09 03:00 | 0 | 0 | -91.8637 | 90 | 0 | 0 | 0 | 0 | 0 | 0 | 0 | 0 | 0 | 0 | 0 | 0 | 0 | 0 | 0 | 0 | 0 | 1.727 | 2.9994 | 0 | 0 | 0 | 4.3616 | 72.6935 | 0.19833 | 0 | 0 | 0 | 2.9994
2007-03-09 04:00 | 0 | 0 | -89.358 | 90 | 0 | 0 | 0.10974 | 0.10974 | 0 | 0 | 0 | 0.10974 | 0 | 0 | 1.3878e-17 | 0 | 0 | 0.11551 | 0.10974 | 0 | 0 | 1.727 | 2.9994 | 0 | 0.11551 | -0.11551 | 4.2399 | 70.6642 | 0.19833 | 0.12071 | 0 | 0 | 2.9994
2007-03-09 05:00 | 0 | 0 | -87.2199 | 90 | 0 | 0 | 0.1254 | 0.1254 | 0 | 0 | 0 | 0.1254 | 0 | 0 | 0 | 0 | 0 | 0.132 | 0.1254 | 0 | 0 | 1.8554 | 2.8839 | 0 | 0.132 | -0.132 | 4.1007 | 68.3452 | 0.19833 | 0.13794 | 0 | 0 | 2.8839
2007-03-09 06:00 | 0.0014765 | 0 | -85.0712 | 90 | 0 | 0 | 0.025226 | 0.025226 | 0 | 0 | 0 | 0.025226 | 0 | 0 | 3.4694e-18 | 0 | 0 | 0.026554 | 0.025226 | 0 | 0 | 2.002 | 2.7519 | 0 | 0.026554 | -0.026554 | 4.0727 | 67.8787 | 0.19833 | 0.027748 | 0 | 0 | 2.7519
2007-03-09 07:00 | 0.05884 | 9.9846 | -82.6342 | 78.9856 | 0.058752 | 0.10481 | 0.92613 | 0.92613 | 0 | 0 | 0 | 0.92613 | 11.3173 | 0 | 0 | 0 | 0.10481 | 0.97487 | 0.92613 | 0 | 0 | 2.0315 | 2.7253 | 0 | 0.87006 | -0.87006 | 3.1556 | 52.5934 | 0.19833 | 1.0187 | 0.08385 | 0 | 2.8301
2007-03-09 08:00 | 0.16327 | 24.6218 | -79.5517 | 64.0656 | 0.16295 | 0.29071 | 1.5955 | 1.5955 | 1.7 | 0 | 0.5202 | 1.5955 | 18.2202 | 0 | 0 | 0 | 0.29071 | 0 | 0 | 0.10447 | 0.09925 | 2.9983 | 1.8553 | 0.38996 | 0 | 0.38996 | 3.5256 | 58.7591 | 0.19845 | 1.7551 | 0.23257 | 1.7 | 2.146
2007-03-09 09:00 | 0.36824 | 39.0823 | -75.1618 | 49.1693 | 0.37065 | 0.66124 | 0.62748 | 0.62748 | 1.7 | 0 | 0.5202 | 0.62748 | 105.3797 | 0 | 0 | 0 | 0.66124 | 0 | 0 | 1.0725 | 1.0189 | 2.6083 | 2.2062 | 1.6801 | 0 | 1.6801 | 5.1195 | 85.3243 | 0.19861 | 0.69023 | 0.52899 | 1.7 | 2.8675
2007-03-09 10:00 | 0.58381 | 53.153 | -67.8877 | 34.3349 | 0.59274 | 1.0574 | 1.6195 | 1.6195 | 1.4967 | 0 | 0.4647 | 1.6195 | 65.2947 | 0 | 0 | 0 | 1.0574 | 0.12927 | 0.1228 | 0 | 0 | 0.92817 | 3.7183 | 0.92817 | 0 | 0.92817 | 6 | 100 | 0.19886 | 1.7814 | 0.84595 | 1.7 | 4.7758
2007-03-09 11:00 | 0.51676 | 66.1302 | -52.9417 | 19.7099 | 0.51856 | 0.92512 | 0.80904 | 0.80904 | 0 | 0 | 0 | 0.80904 | 114.3474 | 0.073495 | 0 | 0 | 0.92512 | 0.85162 | 0.80904 | 0 | 0 | 0 | 4.5537 | 0 | 0 | 0 | 6 | 100 | 0.19886 | 0.88995 | 0.74009 | 0 | 5.4788
2007-03-09 12:00 | 0.68614 | 74.8695 | -15.1635 | 6.8244 | 0.69457 | 1.2391 | 0.78085 | 0.78085 | 0 | 0 | 0 | 0.78085 | 158.6873 | 0.41716 | 0 | 0 | 1.2391 | 0.82195 | 0.78085 | 0 | 0 | 0 | 4.5537 | 0 | 0 | 0 | 6 | 100 | 0.19886 | 0.85894 | 0.99129 | 0 | 5.7928
2007-03-09 13:00 | 0.67712 | 71.6904 | 37.4507 | 12.3781 | 0.68564 | 1.2232 | 0.99907 | 0.99907 | 0 | 0 | 0 | 0.99907 | 122.4326 | 0.17153 | 0 | 0 | 1.2232 | 1.0516 | 0.99907 | 0 | 0 | 0 | 4.5537 | 0 | 0 | 0 | 6 | 100 | 0.19886 | 1.099 | 0.97855 | 0 | 5.7769
2007-03-09 14:00 | 0.55893 | 60.1892 | 61.6022 | 26.6158 | 0.56373 | 1.0057 | 0.054487 | 0.054487 | 0 | 0 | 0 | 0.054487 | 1845.759 | 0.94835 | 0 | 0 | 1.0057 | 0.057355 | 0.054487 | 0 | 0 | 0 | 4.5537 | 0 | 0 | 0 | 6 | 100 | 0.19886 | 0.059936 | 0.80456 | 0 | 5.5594
2007-03-09 15:00 | 0.63485 | 46.5354 | 71.8821 | 41.3764 | 0.65158 | 1.1624 | 1.2623 | 1.2623 | 0.425 | 0 | 0.17213 | 1.2623 | 92.0855 | 0.28102 | 0 | 0 | 1.1624 | 0.8814 | 0.83733 | 0 | 0 | 0 | 4.5537 | 0 | 0 | 0 | 6 | 100 | 0.19886 | 1.3886 | 0.92994 | 1.7 | 5.7161
2007-03-09 16:00 | 0.21363 | 32.237 | 77.4779 | 56.248 | 0.21318 | 0.38031 | 0 | 0 | 0 | 0 | 0 | 0 | 0 | 0.38031 | 0 | 0 | 0.38031 | 0 | 0 | 0 | 0 | 0 | 4.5537 | 0 | 0 | 0 | 6 | 100 | 0.19886 | 0 | 0.30425 | 0 | 4.934
2007-03-09 17:00 | 0.07734 | 17.6771 | 81.1287 | 71.1583 | 0.077067 | 0.13749 | 1.8984 | 1.8984 | 1.7 | 0 | 0.5202 | 1.8984 | 7.2424 | 2.7756e-17 | 0 | 0 | 0.13749 | 0.2088 | 0.19836 | 0 | 0 | 0 | 4.5537 | 0 | 0.071309 | -0.071309 | 5.9248 | 98.7472 | 0.19886 | 2.0882 | 0.10999 | 1.7 | 4.6912
2007-03-09 18:00 | 0.029521 | 2.9892 | 83.8478 | 86.0835 | 0.030378 | 0.054194 | 1.6031 | 1.6031 | 1.6269 | 0 | 0.50025 | 1.6031 | 3.3805 | 0 | 0 | 0 | 0.054194 | 0 | 0 | 0.023786 | 0.022597 | 0.079232 | 4.4824 | 0.076791 | 0 | 0.076791 | 5.9977 | 99.9614 | 0.19889 | 1.7634 | 0.043355 | 1.7 | 4.5366
2007-03-09 19:00 | 0 | 0 | 86.1118 | 90 | 0 | 0 | 0.15301 | 0.15301 | 0 | 0 | 0 | 0.15301 | 0 | 0 | 0 | 0 | 0 | 0.16106 | 0.15301 | 0 | 0 | 0.0024412 | 4.5515 | 0 | 0.16106 | -0.16106 | 5.8279 | 97.1319 | 0.19889 | 0.16831 | 0 | 0 | 4.5515
2007-03-09 20:00 | 0 | 0 | 88.2198 | 90 | 0 | 0 | 0.93133 | 0.93133 | 0 | 0 | 0 | 0.93133 | 0 | 0 | 1.1102e-16 | 0 | 0 | 0.98035 | 0.93133 | 0 | 0 | 0.1814 | 4.3904 | 0 | 0.98035 | -0.98035 | 4.7945 | 79.9089 | 0.19889 | 1.0245 | 0 | 0 | 4.3904
2007-03-09 21:00 | 0 | 0 | 90.4689 | 90 | 0 | 0 | 2.9985 | 2.9985 | 1.7 | 0 | 0.5202 | 2.9985 | 0 | 0 | 0 | 0.21836 | 0 | 1.3669 | 1.2985 | 0 | 0 | 1.2707 | 3.4101 | 0 | 1.3669 | -1.3669 | 3.3537 | 55.8957 | 0.19889 | 3.2984 | 0 | 1.7 | 3.4101
2007-03-09 22:00 | 0 | 0 | 93.4081 | 90 | 0 | 0 | 0.43969 | 0.43969 | 1.7 | 0 | 0.5202 | 0.43969 | 0 | 0 | 0 | 0 | 0 | 0 | 0 | 1.2603 | 1.1973 | 2.7894 | 2.0432 | 1.1973 | 0 | 1.1973 | 4.4896 | 74.8266 | 0.19932 | 0.48366 | 0 | 1.7 | 2.0432
2007-03-09 23:00 | 0 | 0 | 99.0113 | 90 | 0 | 0 | 0.41889 | 0.41889 | 1.7 | 0 | 0.5202 | 0.41889 | 0 | 0 | 0 | 0 | 0 | 0 | 0 | 1.2811 | 1.217 | 1.5921 | 3.1208 | 1.217 | 0 | 1.217 | 5.6442 | 94.0698 | 0.19976 | 0.46078 | 0 | 1.7 | 3.1208
2007-03-10 | 0 | 0 | 134.5096 | 90 | 0 | 0 | 0.45746 | 0.45746 | 0 | 0 | 0 | 0.45746 | 0 | 0 | 5.5511e-17 | 0 | 0 | 0.48154 | 0.45746 | 0 | 0 | 0.37506 | 4.2161 | 0 | 0.48154 | -0.48154 | 5.1366 | 85.6101 | 0.19976 | 0.50321 | 0 | 0 | 4.2161
2007-03-10 01:00 | 0 | 0 | -108.3009 | 90 | 0 | 0 | 0.37939 | 0.37939 | 0 | 0 | 0 | 0.37939 | 0 | 0 | 0 | 0 | 0 | 0.39936 | 0.37939 | 0 | 0 | 0.9101 | 3.7346 | 0 | 0.39936 | -0.39936 | 4.7157 | 78.5941 | 0.19976 | 0.41733 | 0 | 0 | 3.7346
2007-03-10 02:00 | 0 | 0 | -96.575 | 90 | 0 | 0 | 0.23196 | 0.23196 | 0 | 0 | 0 | 0.23196 | 0 | 0 | 2.7756e-17 | 0 | 0 | 0.24417 | 0.23196 | 0 | 0 | 1.3538 | 3.3352 | 0 | 0.24417 | -0.24417 | 4.4583 | 74.3045 | 0.19976 | 0.25515 | 0 | 0 | 3.3352
2007-03-10 03:00 | 0 | 0 | -92.4463 | 90 | 0 | 0 | 0.52757 | 0.52757 | 0 | 0 | 0 | 0.52757 | 0 | 0 | 0 | 0 | 0 | 0.55533 | 0.52757 | 0 | 0 | 1.6251 | 3.0911 | 0 | 0.55533 | -0.55533 | 3.8729 | 64.5483 | 0.19976 | 0.58032 | 0 | 0 | 3.0911
2007-03-10 04:00 | 0 | 0 | -89.8204 | 90 | 0 | 0 | 0.41481 | 0.41481 | 0 | 0 | 0 | 0.41481 | 0 | 0 | 5.5511e-17 | 0 | 0 | 0.43664 | 0.41481 | 0 | 0 | 2.2422 | 2.5357 | 0 | 0.43664 | -0.43664 | 3.4126 | 56.8773 | 0.19976 | 0.45629 | 0 | 0 | 2.5357
2007-03-10 05:00 | 0 | 0 | -87.6243 | 90 | 0 | 0 | 0.14949 | 0.14949 | 0 | 0 | 0 | 0.14949 | 0 | 0 | 0 | 0 | 0 | 0.15735 | 0.14949 | 0 | 0 | 2.7273 | 2.0991 | 0 | 0.15735 | -0.15735 | 3.2468 | 54.1129 | 0.19976 | 0.16443 | 0 | 0 | 2.0991
2007-03-10 06:00 | 0.0042954 | 0 | -85.4519 | 90 | 0 | 0 | 0.52232 | 0.52232 | 0 | 0 | 0 | 0.52232 | 0 | 0 | 1.1102e-16 | 0 | 0 | 0.54981 | 0.52232 | 0 | 0 | 2.9022 | 1.9417 | 0 | 0.54981 | -0.54981 | 2.6672 | 44.4538 | 0.19976 | 0.57455 | 0 | 0 | 1.9417
2007-03-10 07:00 | 0.18165 | 10.1128 | -83.0161 | 78.9187 | 0.19777 | 0.35282 | 2.2322 | 2.2322 | 1.7 | 0 | 0.5202 | 2.2322 | 15.8059 | 2.2204e-16 | 0 | 0 | 0.35282 | 0.5602 | 0.53219 | 0 | 0 | 3.5131 | 1.3919 | 0 | 0.20738 | -0.20738 | 2.4486 | 40.8105 | 0.19976 | 2.4554 | 0.28225 | 1.7 | 1.7448
2007-03-10 08:00 | 0.48573 | 24.7653 | -79.9595 | 63.9879 | 0.50786 | 0.90603 | 1.4458 | 1.4458 | 1.7 | 0 | 0.5202 | 1.4458 | 62.6673 | 0 | 0 | 0 | 0.90603 | 0 | 0 | 0.25422 | 0.24151 | 3.7435 | 1.1846 | 1.1475 | 0 | 1.1475 | 3.5373 | 58.9547 | 0.20009 | 1.5904 | 0.72482 | 1.7 | 2.0906
2007-03-10 09:00 | 0.66761 | 39.2497 | -75.6266 | 49.0777 | 0.69027 | 1.2314 | 2.9695 | 2.9695 | 1.7 | 0 | 0.5202 | 2.9695 | 41.4701 | 0 | 0 | 0.1864 | 1.2314 | 1.3363 | 1.2695 | 0 | 0 | 2.5959 | 2.2173 | 0 | 0.10483 | -0.10483 | 3.4268 | 57.113 | 0.20009 | 3.2664 | 0.98515 | 1.7 | 3.4488
2007-03-10 10:00 | 0.87081 | 53.3612 | -68.4535 | 34.2214 | 0.89665 | 1.5996 | 1.0855 | 1.0855 | 1.7 | 0 | 0.5202 | 1.0855 | 147.364 | 0 | 0 | 0 | 1.5996 | 0 | 0 | 0.61451 | 0.58379 | 2.7124 | 2.1125 | 2.1834 | 0 | 2.1834 | 5.4981 | 91.6356 | 0.19994 | 1.194 | 1.2797 | 1.7 | 3.7121
2007-03-10 11:00 | 0.88472 | 66.4159 | -53.628 | 19.5485 | 0.90732 | 1.6187 | 2.6864 | 2.6864 | 1.6513 | 0 | 0.5069 | 2.6864 | 60.253 | 0 | 0 | 0 | 1.6187 | 1.0896 | 1.0352 | 0 | 0 | 0.52901 | 4.0776 | 0.52901 | 0 | 0.52901 | 6 | 100 | 0.19993 | 2.9551 | 1.2949 | 1.7 | 5.6962
2007-03-10 12:00 | 1.0921 | 75.2643 | -15.3373 | 6.4716 | 1.1215 | 2.0007 | 1.9581 | 1.9581 | 0.57812 | 0 | 0.21393 | 1.9581 | 102.1749 | 0.54808 | 0 | 0 | 2.0007 | 1.4526 | 1.38 | 0 | 0 | 0 | 4.5537 | 0 | 0 | 0 | 6 | 100 | 0.19993 | 2.1539 | 1.6006 | 1.7 | 6.5544
2007-03-10 13:00 | 1.0457 | 71.9654 | 38.3704 | 12.2625 | 1.074 | 1.916 | 0.62371 | 0.62371 | 0 | 0 | 0 | 0.62371 | 307.1916 | 1.2595 | 0 | 0 | 1.916 | 0.65654 | 0.62371 | 0 | 0 | 0 | 4.5537 | 0 | 0 | 0 | 6 | 100 | 0.19993 | 0.68608 | 1.5328 | 0 | 6.4697
2007-03-10 14:00 | 0.94521 | 60.3265 | 62.3539 | 26.6006 | 0.97204 | 1.7341 | 1.2614 | 1.2614 | 0.425 | 0 | 0.17213 | 1.2614 | 137.4807 | 0.85375 | 0 | 0 | 1.7341 | 0.88037 | 0.83636 | 0 | 0 | 0 | 4.5537 | 0 | 0 | 0 | 6 | 100 | 0.19993 | 1.3875 | 1.3873 | 1.7 | 6.2878
2007-03-10 15:00 | 0.7543 | 46.6081 | 72.4504 | 41.3939 | 0.77763 | 1.3873 | 0 | 0 | 0 | 0 | 0 | 0 | 0 | 1.3873 | 0 | 0 | 1.3873 | 0 | 0 | 0 | 0 | 0 | 4.5537 | 0 | 0 | 0 | 6 | 100 | 0.19993 | 0 | 1.1098 | 0 | 5.941
2007-03-10 16:00 | 0.53832 | 32.2756 | 77.9455 | 56.283 | 0.55819 | 0.99581 | 0 | 0 | 0 | 0 | 0 | 0 | 0 | 0.99581 | 0 | 0 | 0.99581 | 0 | 0 | 0 | 0 | 0 | 4.5537 | 0 | 0 | 0 | 6 | 100 | 0.19993 | 0 | 0.79665 | 0 | 5.5495
2007-03-10 17:00 | 0.26718 | 17.6952 | 81.5454 | 71.2055 | 0.27978 | 0.49912 | 0.019511 | 0.019511 | 0 | 0 | 0 | 0.019511 | 2558.166 | 0.47859 | 0 | 0 | 0.49912 | 0.020538 | 0.019511 | 0 | 0 | 0 | 4.5537 | 0 | 0 | 0 | 6 | 100 | 0.19993 | 0.021462 | 0.3993 | 0 | 5.0528
2007-03-10 18:00 | 0.04485 | 2.994 | 84.2457 | 86.1409 | 0.05101 | 0.091001 | 0 | 0 | 0 | 0 | 0 | 0 | 0 | 0.091001 | 0 | 0 | 0.091001 | 0 | 0 | 0 | 0 | 0 | 4.5537 | 0 | 0 | 0 | 6 | 100 | 0.19993 | 0 | 0.072801 | 0 | 4.6447
2007-03-10 19:00 | 0 | 0 | 86.5176 | 90 | 0 | 0 | 0.92994 | 0.92994 | 0 | 0 | 0 | 0.92994 | 0 | 0 | 1.1102e-16 | 0 | 0 | 0.97889 | 0.92994 | 0 | 0 | 0 | 4.5537 | 0 | 0.97889 | -0.97889 | 4.9682 | 82.8028 | 0.19993 | 1.0229 | 0 | 0 | 4.5537
2007-03-10 20:00 | 0 | 0 | 88.6639 | 90 | 0 | 0 | 2.6004 | 2.6004 | 1.7 | 0 | 0.5202 | 2.6004 | 0 | 0 | 0 | 0 | 0 | 0.94779 | 0.9004 | 0 | 0 | 1.0877 | 3.5748 | 0 | 0.94779 | -0.94779 | 3.9691 | 66.1519 | 0.19993 | 2.8604 | 0 | 1.7 | 3.5748
2007-03-10 21:00 | 0 | 0 | 90.9983 | 90 | 0 | 0 | 1.1447 | 1.1447 | 1.7 | 0 | 0.5202 | 1.1447 | 0 | 0 | 0 | 0 | 0 | 0 | 0 | 0.55532 | 0.52755 | 2.1407 | 2.627 | 0.52755 | 0 | 0.52755 | 4.4696 | 74.4932 | 0.20012 | 1.2591 | 0 | 1.7 | 2.627
2007-03-10 22:00 | 0 | 0 | 94.1221 | 90 | 0 | 0 | 0.094423 | 0.094423 | 1.5471 | 0 | 0.47845 | 0.094423 | 0 | 4.4409e-16 | 0 | 0 | 0 | 0 | 0 | 1.4526 | 1.38 | 1.6132 | 3.1018 | 1.38 | 0 | 1.38 | 5.7788 | 96.3129 | 0.20031 | 0.10387 | 0 | 1.7 | 3.1018
2007-03-10 23:00 | 0 | 0 | 100.2238 | 90 | 0 | 0 | 0.061385 | 0.061385 | 0 | 0 | 0 | 0.061385 | 0 | 0 | 0 | 0 | 0 | 0.064616 | 0.061385 | 0 | 0 | 0.23319 | 4.3438 | 0 | 0.064616 | -0.064616 | 5.7107 | 95.1777 | 0.20031 | 0.067524 | 0 | 0 | 4.3438
2007-03-11 | 0 | 0 | 137.7829 | 90 | 0 | 0 | 0.23672 | 0.23672 | 0 | 0 | 0 | 0.23672 | 0 | 0 | 2.7756e-17 | 0 | 0 | 0.24918 | 0.23672 | 0 | 0 | 0.30499 | 4.2792 | 0 | 0.24918 | -0.24918 | 5.448 | 90.8 | 0.20031 | 0.2604 | 0 | 0 | 4.2792
2007-03-11 01:00 | 0 | 0 | -110.0047 | 90 | 0 | 0 | 0.56069 | 0.56069 | 0 | 0 | 0 | 0.56069 | 0 | 0 | 0 | 0 | 0 | 0.5902 | 0.56069 | 0 | 0 | 0.58186 | 4.03 | 0 | 0.5902 | -0.5902 | 4.8259 | 80.4313 | 0.20031 | 0.61676 | 0 | 0 | 4.03
2007-03-11 02:00 | 0 | 0 | -97.4272 | 90 | 0 | 0 | 0.24165 | 0.24165 | 0 | 0 | 0 | 0.24165 | 0 | 0 | 2.7756e-17 | 0 | 0 | 0.25437 | 0.24165 | 0 | 0 | 1.2376 | 3.4398 | 0 | 0.25437 | -0.25437 | 4.5578 | 75.9625 | 0.20031 | 0.26582 | 0 | 0 | 3.4398
2007-03-11 03:00 | 0 | 0 | -93.0282 | 90 | 0 | 0 | 0.16405 | 0.16405 | 0 | 0 | 0 | 0.16405 | 0 | 0 | 2.7756e-17 | 0 | 0 | 0.17269 | 0.16405 | 0 | 0 | 1.5203 | 3.1854 | 0 | 0.17269 | -0.17269 | 4.3757 | 72.9287 | 0.20031 | 0.18046 | 0 | 0 | 3.1854
2007-03-11 04:00 | 0 | 0 | -90.2832 | 90 | 0 | 0 | 0.29419 | 0.29419 | 0 | 0 | 0 | 0.29419 | 0 | 0 | 0 | 0 | 0 | 0.30967 | 0.29419 | 0 | 0 | 1.7121 | 3.0128 | 0 | 0.30967 | -0.30967 | 4.0493 | 67.4883 | 0.20031 | 0.32361 | 0 | 0 | 3.0128
2007-03-11 05:00 | 0 | 0 | -88.0296 | 90 | 0 | 0 | 0.48594 | 0.48594 | 0 | 0 | 0 | 0.48594 | 0 | 0 | 0 | 0 | 0 | 0.51151 | 0.48594 | 0 | 0 | 2.0562 | 2.7031 | 0 | 0.51151 | -0.51151 | 3.5101 | 58.502 | 0.20031 | 0.53453 | 0 | 0 | 2.7031
2007-03-11 06:00 | 0.0036459 | 0 | -85.8336 | 90 | 0 | 0 | 0 | 0 | 0 | 0 | 0 | 0 | 0 | 0 | 0 | 0 | 0 | 0 | 0 | 0 | 0 | 2.6246 | 2.1916 | 0 | 0 | 0 | 3.5101 | 58.502 | 0.20031 | 0 | 0 | 0 | 2.1916
2007-03-11 07:00 | 0.14304 | 10.2428 | -83.3996 | 78.8503 | 0.15131 | 0.26993 | 0.58713 | 0.58713 | 0 | 0 | 0 | 0.58713 | 45.9747 | 0 | 0 | 0 | 0.26993 | 0.61804 | 0.58713 | 0 | 0 | 2.6246 | 2.1916 | 0 | 0.3481 | -0.3481 | 3.1432 | 52.3864 | 0.20031 | 0.64585 | 0.21595 | 0 | 2.4615
2007-03-11 08:00 | 0.42471 | 24.9099 | -80.3694 | 63.9095 | 0.4422 | 0.78889 | 2.241 | 2.241 | 1.7 | 0 | 0.5202 | 2.241 | 35.2023 | 0 | 0 | 0 | 0.78889 | 0.5695 | 0.54103 | 0 | 0 | 3.0114 | 1.8435 | 0.21939 | 0 | 0.21939 | 3.3513 | 55.8553 | 0.20037 | 2.4651 | 0.63111 | 1.7 | 2.6324
2007-03-11 09:00 | 0.73471 | 39.4175 | -76.0948 | 48.9863 | 0.75881 | 1.3537 | 1.2965 | 1.2965 | 1.7 | 0 | 0.5202 | 1.2965 | 104.4103 | 0 | 0 | 0 | 1.3537 | 0 | 0 | 0.40346 | 0.38329 | 2.792 | 2.0409 | 1.737 | 0 | 1.737 | 4.9992 | 83.3197 | 0.20048 | 1.4262 | 1.083 | 1.7 | 3.3946
2007-03-11 10:00 | 0.9061 | 53.569 | -69.0259 | 34.1095 | 0.93191 | 1.6625 | 2.6676 | 2.6676 | 1.7 | 0 | 0.5202 | 2.6676 | 62.3223 | 0 | 0 | 0 | 1.6625 | 1.0186 | 0.96763 | 0 | 0 | 1.055 | 3.6042 | 0.64397 | 0 | 0.64397 | 5.6101 | 93.5018 | 0.20047 | 2.9344 | 1.33 | 1.7 | 5.2668
2007-03-11 11:00 | 0.88052 | 66.701 | -54.3302 | 19.3913 | 0.90191 | 1.609 | 2.6187 | 2.6187 | 1.4806 | 0 | 0.4603 | 2.6187 | 61.4424 | 0 | 0 | 0 | 1.609 | 1.198 | 1.1381 | 0 | 0 | 0.41099 | 4.1838 | 0.41099 | 0 | 0.41099 | 6 | 100 | 0.20044 | 2.8806 | 1.2872 | 1.7 | 5.7928
2007-03-11 12:00 | 1.0126 | 75.661 | -15.5146 | 6.1218 | 1.0383 | 1.8523 | 1.1595 | 1.1595 | 0 | 0 | 0 | 1.1595 | 159.749 | 0.63178 | 0 | 0 | 1.8523 | 1.2206 | 1.1595 | 0 | 0 | 0 | 4.5537 | 0 | 0 | 0 | 6 | 100 | 0.20044 | 1.2755 | 1.4819 | 0 | 6.406
2007-03-11 13:00 | 0.90272 | 72.2358 | 39.3256 | 12.1599 | 0.92394 | 1.6483 | 0.47992 | 0.47992 | 0 | 0 | 0 | 0.47992 | 343.4536 | 1.1431 | 0 | 0 | 1.6483 | 0.50518 | 0.47992 | 0 | 0 | 0 | 4.5537 | 0 | 0 | 0 | 6 | 100 | 0.20044 | 0.52792 | 1.3187 | 0 | 6.202
2007-03-11 14:00 | 0.58687 | 60.4585 | 63.1163 | 26.5926 | 0.59252 | 1.057 | 1.9301 | 1.9301 | 0.9259 | 0 | 0.30887 | 1.9301 | 54.7665 | 0 | 0 | 0 | 1.057 | 1.057 | 1.0042 | 0 | 0 | 0 | 4.5537 | 0 | 0 | 0 | 6 | 100 | 0.20044 | 2.1231 | 0.84564 | 1.7 | 5.6107
2007-03-11 15:00 | 0.46694 | 46.6766 | 73.0231 | 41.4163 | 0.47098 | 0.84023 | 0.15986 | 0.15986 | 0 | 0 | 0 | 0.15986 | 525.5967 | 0.67195 | 0 | 0 | 0.84023 | 0.16828 | 0.15986 | 0 | 0 | 0 | 4.5537 | 0 | 0 | 0 | 6 | 100 | 0.20044 | 0.17585 | 0.67218 | 0 | 5.3939
2007-03-11 16:00 | 0.32936 | 32.311 | 78.4159 | 56.3217 | 0.33234 | 0.59289 | 1.3109 | 1.3109 | 0.74767 | 0 | 0.26021 | 1.3109 | 45.2272 | 1.1102e-16 | 0 | 0 | 0.59289 | 0.59289 | 0.56324 | 0 | 0 | 0 | 4.5537 | 0 | 0 | 0 | 6 | 100 | 0.20044 | 1.442 | 0.47431 | 1.7 | 5.1466
2007-03-11 17:00 | 0.092968 | 17.7108 | 81.964 | 71.2555 | 0.092657 | 0.1653 | 0.24161 | 0.24161 | 0 | 0 | 0 | 0.24161 | 68.4145 | 0 | 2.7756e-17 | 0 | 0.1653 | 0.25433 | 0.24161 | 0 | 0 | 0 | 4.5537 | 0 | 0.089032 | -0.089032 | 5.9062 | 98.4359 | 0.20044 | 0.26578 | 0.13224 | 0 | 4.719
2007-03-11 18:00 | 0.028211 | 2.9971 | 84.6454 | 86.2004 | 0.028755 | 0.051298 | 0.49642 | 0.49642 | 0 | 0 | 0 | 0.49642 | 10.3337 | 0 | 0 | 0 | 0.051298 | 0.52255 | 0.49642 | 0 | 0 | 0.098924 | 4.4647 | 0 | 0.47125 | -0.47125 | 5.4094 | 90.1569 | 0.20044 | 0.54606 | 0.041039 | 0 | 4.516
2007-03-11 19:00 | 0 | 0 | 86.9253 | 90 | 0 | 0 | 0.81765 | 0.81765 | 0 | 0 | 0 | 0.81765 | 0 | 0 | 1.1102e-16 | 0 | 0 | 0.86069 | 0.81765 | 0 | 0 | 0.62253 | 3.9934 | 0 | 0.86069 | -0.86069 | 4.5022 | 75.0362 | 0.20044 | 0.89942 | 0 | 0 | 3.9934
2007-03-11 20:00 | 0 | 0 | 89.1101 | 90 | 0 | 0 | 0.48677 | 0.48677 | 0 | 0 | 0 | 0.48677 | 0 | 0 | 5.5511e-17 | 0 | 0 | 0.51239 | 0.48677 | 0 | 0 | 1.5789 | 3.1327 | 0 | 0.51239 | -0.51239 | 3.9621 | 66.0345 | 0.20044 | 0.53545 | 0 | 0 | 3.1327
2007-03-11 21:00 | 0 | 0 | 91.5302 | 90 | 0 | 0 | 0 | 0 | 0 | 0 | 0 | 0 | 0 | 0 | 0 | 0 | 0 | 0 | 0 | 0 | 0 | 2.1482 | 2.6203 | 0 | 0 | 0 | 3.9621 | 66.0345 | 0.20044 | 0 | 0 | 0 | 2.6203
2007-03-11 22:00 | 0 | 0 | 94.8393 | 90 | 0 | 0 | 0 | 0 | 0 | 0 | 0 | 0 | 0 | 0 | 0 | 0 | 0 | 0 | 0 | 0 | 0 | 2.1482 | 2.6203 | 0 | 0 | 0 | 3.9621 | 66.0345 | 0.20044 | 0 | 0 | 0 | 2.6203
2007-03-11 23:00 | 0 | 0 | 101.4389 | 90 | 0 | 0 | 0.34525 | 0.34525 | 0 | 0 | 0 | 0.34525 | 0 | 0 | 0 | 0 | 0 | 0.36342 | 0.34525 | 0 | 0 | 2.1482 | 2.6203 | 0 | 0.36342 | -0.36342 | 3.579 | 59.6498 | 0.20044 | 0.37978 | 0 | 0 | 2.6203
2007-03-12 | 0 | 0 | 140.8 | 90 | 0 | 0 | 0.34565 | 0.34565 | 0 | 0 | 0 | 0.34565 | 0 | 0 | 0 | 0 | 0 | 0.36384 | 0.34565 | 0 | 0 | 2.552 | 2.2569 | 0 | 0.36384 | -0.36384 | 3.1955 | 53.2578 | 0.20044 | 0.38021 | 0 | 0 | 2.2569
2007-03-12 01:00 | 0 | 0 | -111.6553 | 90 | 0 | 0 | 0 | 0 | 0 | 0 | 0 | 0 | 0 | 0 | 0 | 0 | 0 | 0 | 0 | 0 | 0 | 2.9562 | 1.8931 | 0 | 0 | 0 | 3.1955 | 53.2578 | 0.20044 | 0 | 0 | 0 | 1.8931
2007-03-12 02:00 | 0 | 0 | -98.2738 | 90 | 0 | 0 | 0.24945 | 0.24945 | 0 | 0 | 0 | 0.24945 | 0 | 0 | 0 | 0 | 0 | 0.26258 | 0.24945 | 0 | 0 | 2.9562 | 1.8931 | 0 | 0.26258 | -0.26258 | 2.9187 | 48.6447 | 0.20044 | 0.2744 | 0 | 0 | 1.8931
2007-03-12 03:00 | 0 | 0 | -93.6091 | 90 | 0 | 0 | 0.39331 | 0.39331 | 0 | 0 | 0 | 0.39331 | 0 | 0 | 0 | 0 | 0 | 0.41401 | 0.39331 | 0 | 0 | 3.248 | 1.6305 | 0 | 0.41401 | -0.41401 | 2.4823 | 41.3714 | 0.20044 | 0.43264 | 0 | 0 | 1.6305
2007-03-12 04:00 | 0 | 0 | -90.7462 | 90 | 0 | 0 | 0.15003 | 0.15003 | 0 | 0 | 0 | 0.15003 | 0 | 0 | 2.7756e-17 | 0 | 0 | 0.15792 | 0.15003 | 0 | 0 | 3.708 | 1.2165 | 0 | 0.15792 | -0.15792 | 2.3158 | 38.5969 | 0.20044 | 0.16503 | 0 | 0 | 1.2165
2007-03-12 05:00 | 0 | 0 | -88.4354 | 90 | 0 | 0 | 0.54731 | 0.54731 | 0 | 0 | 0 | 0.54731 | 0 | 0 | 0 | 0 | 0 | 0.57611 | 0.54731 | 0 | 0 | 3.8835 | 1.0586 | 0 | 0.57611 | -0.57611 | 1.7085 | 28.4757 | 0.20044 | 0.60204 | 0 | 0 | 1.0586
2007-03-12 06:00 | 0.0032168 | 0 | -86.2164 | 90 | 0 | 0 | 0.60456 | 0.60456 | 1.7 | 0 | 0.5202 | 0.60456 | 0 | 0 | 0 | 0 | 0 | 0 | 0 | 1.0954 | 1.0407 | 4.5236 | 0.48245 | 1.0407 | 0 | 1.0407 | 2.6958 | 44.9301 | 0.2008 | 0.66502 | 0 | 1.7 | 0.48245
2007-03-12 07:00 | 0.077521 | 10.3744 | -83.7844 | 78.7806 | 0.077669 | 0.13856 | 1.6983 | 1.6983 | 1.7 | 0 | 0.5202 | 1.6983 | 8.1588 | 0 | 0 | 0 | 0.13856 | 0 | 0 | 0.0016874 | 0.0016031 | 3.4829 | 1.419 | 0.14017 | 0 | 0.14017 | 2.8288 | 47.1463 | 0.20084 | 1.8681 | 0.11085 | 1.7 | 1.5576
2007-03-12 08:00 | 0.30137 | 25.0555 | -80.7814 | 63.8305 | 0.30703 | 0.54775 | 1.653 | 1.653 | 1.7 | 0 | 0.5202 | 1.653 | 33.1358 | 0 | 0 | 0 | 0.54775 | 0 | 0 | 0.046965 | 0.044617 | 3.3428 | 1.5452 | 0.59236 | 0 | 0.59236 | 3.3907 | 56.5123 | 0.201 | 1.8183 | 0.4382 | 1.7 | 2.0929
2007-03-12 09:00 | 0.35433 | 39.5856 | -76.5664 | 48.8953 | 0.35558 | 0.63436 | 1.4313 | 1.4313 | 1.7 | 0 | 0.5202 | 1.4313 | 44.3202 | 0 | 0 | 0 | 0.63436 | 0 | 0 | 0.26869 | 0.25526 | 2.7504 | 2.0783 | 0.88962 | 0 | 0.88962 | 4.2347 | 70.5784 | 0.20125 | 1.5744 | 0.50749 | 1.7 | 2.7127
2007-03-12 10:00 | 0.75754 | 53.7764 | -69.605 | 33.9994 | 0.77591 | 1.3842 | 0.91625 | 0.91625 | 1.369 | 0 | 0.42984 | 0.91625 | 151.0734 | 0 | 0 | 0 | 1.3842 | 0 | 0 | 0.45274 | 0.43011 | 1.8608 | 2.879 | 1.8143 | 0 | 1.8143 | 5.9559 | 99.2653 | 0.20102 | 1.0079 | 1.1074 | 1.7 | 4.2632
2007-03-12 11:00 | 0.5356 | 66.9852 | -55.049 | 19.2387 | 0.53749 | 0.95889 | 1.9018 | 1.9018 | 1.035 | 0 | 0.33866 | 1.9018 | 50.4199 | 0 | 0 | 0 | 0.95889 | 0.91242 | 0.8668 | 0 | 0 | 0.046466 | 4.5119 | 0.046466 | 0 | 0.046466 | 6 | 100 | 0.20103 | 2.092 | 0.76711 | 1.7 | 5.4708
2007-03-12 12:00 | 0.72892 | 76.0594 | -15.6958 | 5.7761 | 0.73844 | 1.3174 | 0.83346 | 0.83346 | 0 | 0 | 0 | 0.83346 | 158.0603 | 0.44005 | 0 | 0 | 1.3174 | 0.87733 | 0.83346 | 0 | 0 | 0 | 4.5537 | 0 | 0 | 0 | 6 | 100 | 0.20103 | 0.91681 | 1.0539 | 0 | 5.8711
2007-03-12 13:00 | 0.83399 | 72.5014 | 40.3168 | 12.0705 | 0.85047 | 1.5172 | 2.0006 | 2.0006 | 0.62065 | 0 | 0.22554 | 2.0006 | 75.8371 | 0.064604 | 0 | 0 | 1.5172 | 1.4526 | 1.38 | 0 | 0 | 0 | 4.5537 | 0 | 0 | 0 | 6 | 100 | 0.20103 | 2.2007 | 1.2138 | 1.7 | 6.0709
2007-03-12 14:00 | 0.52789 | 60.5851 | 63.8892 | 26.5917 | 0.53055 | 0.9465 | 1.3761 | 1.3761 | 0.47698 | 0 | 0.18631 | 1.3761 | 68.7787 | 1.1102e-16 | 0 | 0 | 0.9465 | 0.9465 | 0.89917 | 0 | 0 | 0 | 4.5537 | 0 | 0 | 0 | 6 | 100 | 0.20103 | 1.5138 | 0.7572 | 1.7 | 5.5002
2007-03-12 15:00 | 0.31894 | 46.741 | 73.6001 | 41.4435 | 0.31835 | 0.56793 | 1.1267 | 1.1267 | 0 | 0 | 0 | 1.1267 | 50.4052 | 0 | 2.2204e-16 | 0 | 0.56793 | 1.186 | 1.1267 | 0 | 0 | 0 | 4.5537 | 0 | 0.6181 | -0.6181 | 5.3485 | 89.1411 | 0.20103 | 1.2394 | 0.45435 | 0 | 5.1216
2007-03-12 16:00 | 0.27088 | 32.3431 | 78.8887 | 56.364 | 0.2713 | 0.484 | 0.16845 | 0.16845 | 0 | 0 | 0 | 0.16845 | 287.3241 | 0 | 0 | 0 | 0.484 | 0.17732 | 0.16845 | 0 | 0 | 0.68678 | 3.9356 | 0.30668 | 0 | 0.30668 | 5.6394 | 93.9901 | 0.20085 | 0.1853 | 0.3872 | 0 | 4.4196
2007-03-12 17:00 | 0.15691 | 17.724 | 82.3846 | 71.3083 | 0.15768 | 0.2813 | 0.51938 | 0.51938 | 0 | 0 | 0 | 0.51938 | 54.1593 | 0 | 0 | 0 | 0.2813 | 0.54672 | 0.51938 | 0 | 0 | 0.3801 | 4.2116 | 0 | 0.26543 | -0.26543 | 5.3596 | 89.3271 | 0.20085 | 0.57132 | 0.22504 | 0 | 4.4929
2007-03-12 18:00 | 0.04799 | 2.9984 | 85.0468 | 86.2619 | 0.054742 | 0.097659 | 0 | 0 | 0 | 0 | 0 | 0 | 0 | 0 | 0 | 0 | 0.097659 | 0 | 0 | 0 | 0 | 0.67502 | 3.9462 | 0.097659 | 0 | 0.097659 | 5.4523 | 90.8712 | 0.20079 | 0 | 0.078128 | 0 | 4.0438
2007-03-12 19:00 | 0 | 0 | 87.3347 | 90 | 0 | 0 | 2.502 | 2.502 | 1.7 | 0 | 0.5202 | 2.502 | 0 | 0 | 0 | 0 | 0 | 0.8442 | 0.80199 | 0 | 0 | 0.57736 | 4.0341 | 0 | 0.8442 | -0.8442 | 4.5624 | 76.0402 | 0.20079 | 2.7522 | 0 | 1.7 | 4.0341
2007-03-12 20:00 | 0 | 0 | 89.5582 | 90 | 0 | 0 | 1.9418 | 1.9418 | 1.7 | 0 | 0.5202 | 1.9418 | 0 | 0 | 0 | 0 | 0 | 0.25447 | 0.24175 | 0 | 0 | 1.5154 | 3.1899 | 0 | 0.25447 | -0.25447 | 4.2942 | 71.5696 | 0.20079 | 2.1359 | 0 | 1.7 | 3.1899
2007-03-12 21:00 | 0 | 0 | 92.0645 | 90 | 0 | 0 | 0.33907 | 0.33907 | 1.7 | 0 | 0.5202 | 0.33907 | 0 | 0 | 0 | 0 | 0 | 0 | 0 | 1.3609 | 1.2929 | 1.7981 | 2.9354 | 1.2929 | 0 | 1.2929 | 5.5207 | 92.0118 | 0.20116 | 0.37298 | 0 | 1.7 | 2.9354
2007-03-12 22:00 | 0 | 0 | 95.5596 | 90 | 0 | 0 | 0 | 0 | 0 | 0 | 0 | 0 | 0 | 0 | 0 | 0 | 0 | 0 | 0 | 0 | 0 | 0.50522 | 4.099 | 0 | 0 | 0 | 5.5207 | 92.0118 | 0.20116 | 0 | 0 | 0 | 4.099
2007-03-12 23:00 | 0 | 0 | 102.6555 | 90 | 0 | 0 | 0.26175 | 0.26175 | 0 | 0 | 0 | 0.26175 | 0 | 0 | 5.5511e-17 | 0 | 0 | 0.27552 | 0.26175 | 0 | 0 | 0.50522 | 4.099 | 0 | 0.27552 | -0.27552 | 5.2303 | 87.1714 | 0.20116 | 0.28792 | 0 | 0 | 4.099
2007-03-13 | 0 | 0 | 143.5765 | 90 | 0 | 0 | 0.34116 | 0.34116 | 0 | 0 | 0 | 0.34116 | 0 | 0 | 5.5511e-17 | 0 | 0 | 0.35911 | 0.34116 | 0 | 0 | 0.81136 | 3.8235 | 0 | 0.35911 | -0.35911 | 4.8518 | 80.8624 | 0.20116 | 0.37527 | 0 | 0 | 3.8235
2007-03-13 01:00 | 0 | 0 | -113.2518 | 90 | 0 | 0 | 0.37469 | 0.37469 | 0 | 0 | 0 | 0.37469 | 0 | 0 | 5.5511e-17 | 0 | 0 | 0.39441 | 0.37469 | 0 | 0 | 1.2104 | 3.4644 | 0 | 0.39441 | -0.39441 | 4.436 | 73.9334 | 0.20116 | 0.41215 | 0 | 0 | 3.4644
2007-03-13 02:00 | 0 | 0 | -99.1141 | 90 | 0 | 0 | 0.20495 | 0.20495 | 0 | 0 | 0 | 0.20495 | 0 | 0 | 0 | 0 | 0 | 0.21574 | 0.20495 | 0 | 0 | 1.6486 | 3.0699 | 0 | 0.21574 | -0.21574 | 4.2086 | 70.1433 | 0.20116 | 0.22544 | 0 | 0 | 3.0699
2007-03-13 03:00 | 0 | 0 | -94.1887 | 90 | 0 | 0 | 0.11569 | 0.11569 | 0 | 0 | 0 | 0.11569 | 0 | 0 | 0 | 0 | 0 | 0.12178 | 0.11569 | 0 | 0 | 1.8883 | 2.8542 | 0 | 0.12178 | -0.12178 | 4.0802 | 68.0038 | 0.20116 | 0.12726 | 0 | 0 | 2.8542
2007-03-13 04:00 | 0 | 0 | -91.2091 | 90 | 0 | 0 | 0 | 0 | 0 | 0 | 0 | 0 | 0 | 0 | 0 | 0 | 0 | 0 | 0 | 0 | 0 | 2.0236 | 2.7324 | 0 | 0 | 0 | 4.0802 | 68.0038 | 0.20116 | 0 | 0 | 0 | 2.7324
2007-03-13 05:00 | 0 | 0 | -88.8418 | 90 | 0 | 0 | 0 | 0 | 0 | 0 | 0 | 0 | 0 | 0 | 0 | 0 | 0 | 0 | 0 | 0 | 0 | 2.0236 | 2.7324 | 0 | 0 | 0 | 4.0802 | 68.0038 | 0.20116 | 0 | 0 | 0 | 2.7324
2007-03-13 06:00 | 0.0040532 | 0 | -86.6 | 90 | 0 | 0 | 0.00038134 | 0.00038134 | 0 | 0 | 0 | 0.00038134 | 0 | 0 | 5.421e-20 | 0 | 0 | 0.00040141 | 0.00038134 | 0 | 0 | 2.0236 | 2.7324 | 0 | 0.00040141 | -0.00040141 | 4.0798 | 67.9968 | 0.20116 | 0.00041948 | 0 | 0 | 2.7324
2007-03-13 07:00 | 0.20219 | 10.5075 | -84.1706 | 78.7097 | 0.21645 | 0.38614 | 0.84119 | 0.84119 | 0 | 0 | 0 | 0.84119 | 45.9038 | 0 | 0 | 0 | 0.38614 | 0.88547 | 0.84119 | 0 | 0 | 2.0241 | 2.732 | 0 | 0.49933 | -0.49933 | 3.5535 | 59.2245 | 0.20116 | 0.92531 | 0.30891 | 0 | 3.1182
2007-03-13 08:00 | 0.45098 | 25.202 | -81.1954 | 63.751 | 0.46773 | 0.83443 | 0.54781 | 0.54781 | 0 | 0 | 0 | 0.54781 | 152.3213 | 0 | 0 | 0 | 0.83443 | 0.57664 | 0.54781 | 0 | 0 | 2.5789 | 2.2327 | 0.25779 | 0 | 0.25779 | 3.798 | 63.3005 | 0.20101 | 0.60259 | 0.66755 | 0 | 3.0671
2007-03-13 09:00 | 0.7054 | 39.7539 | -77.0413 | 48.8047 | 0.72601 | 1.2952 | 0 | 0 | 0 | 0 | 0 | 0 | 0 | 0 | 0 | 0 | 1.2952 | 0 | 0 | 0 | 0 | 2.3211 | 2.4647 | 1.2952 | 0 | 1.2952 | 5.0268 | 83.7793 | 0.20026 | 0 | 1.0362 | 0 | 3.7599
2007-03-13 10:00 | 0.71339 | 53.983 | -70.1908 | 33.8912 | 0.72827 | 1.2992 | 1.5439 | 1.5439 | 1.2842 | 0 | 0.40669 | 1.5439 | 84.1523 | 0 | 0 | 0 | 1.2992 | 0.27335 | 0.25968 | 0 | 0 | 1.0259 | 3.6304 | 1.0259 | 0 | 1.0259 | 6 | 100 | 0.20042 | 1.6983 | 1.0394 | 1.7 | 4.9296
2007-03-13 11:00 | 0.69004 | 67.2684 | -55.7847 | 19.0911 | 0.69875 | 1.2466 | 0 | 0 | 0 | 0 | 0 | 0 | 0 | 1.2466 | 0 | 0 | 1.2466 | 0 | 0 | 0 | 0 | 0 | 4.5537 | 0 | 0 | 0 | 6 | 100 | 0.20042 | 0 | 0.99725 | 0 | 5.8003
2007-03-13 12:00 | 0.82175 | 76.4594 | -15.8818 | 5.4357 | 0.83604 | 1.4915 | 1.3158 | 1.3158 | 0.425 | 0 | 0.17213 | 1.3158 | 113.3547 | 0.55383 | 0 | 0 | 1.4915 | 0.93766 | 0.89078 | 0 | 0 | 0 | 4.5537 | 0 | 0 | 0 | 6 | 100 | 0.20042 | 1.4474 | 1.1932 | 1.7 | 6.0452
2007-03-13 13:00 | 1.1338 | 72.7618 | 41.3447 | 11.995 | 1.1611 | 2.0714 | 1.7974 | 1.7974 | 0.425 | 0 | 0.17213 | 1.7974 | 115.2409 | 0.62671 | 0 | 0 | 2.0714 | 1.4447 | 1.3724 | 0 | 0 | 0 | 4.5537 | 0 | 0 | 0 | 6 | 100 | 0.20042 | 1.9772 | 1.6571 | 1.7 | 6.6251
2007-03-13 14:00 | 1.0568 | 60.7062 | 64.6721 | 26.5981 | 1.0834 | 1.9328 | 0.92153 | 0.92153 | 0 | 0 | 0 | 0.92153 | 209.7418 | 0.96281 | 0 | 0 | 1.9328 | 0.97004 | 0.92153 | 0 | 0 | 0 | 4.5537 | 0 | 0 | 0 | 6 | 100 | 0.20042 | 1.0137 | 1.5463 | 0 | 6.4865
2007-03-13 15:00 | 0.66361 | 46.8011 | 74.181 | 41.4756 | 0.67906 | 1.2114 | 0.42436 | 0.42436 | 0 | 0 | 0 | 0.42436 | 285.478 | 0.76475 | 0 | 0 | 1.2114 | 0.44669 | 0.42436 | 0 | 0 | 0 | 4.5537 | 0 | 0 | 0 | 6 | 100 | 0.20042 | 0.46679 | 0.96916 | 0 | 5.7651
2007-03-13 16:00 | 0.48778 | 32.3721 | 79.3639 | 56.4098 | 0.50138 | 0.89446 | 1.5609 | 1.5609 | 0.71119 | 0 | 0.25026 | 1.5609 | 57.3032 | 0 | 0 | 0 | 0.89446 | 0.89446 | 0.84974 | 0 | 0 | 0 | 4.5537 | 0 | 0 | 0 | 6 | 100 | 0.20042 | 1.717 | 0.71557 | 1.7 | 5.4482
2007-03-13 17:00 | 0.25361 | 17.7348 | 82.807 | 71.3638 | 0.26243 | 0.46818 | 0.44619 | 0.44619 | 0 | 0 | 0 | 0.44619 | 104.9288 | 0 | 0 | 0 | 0.46818 | 0.46967 | 0.44619 | 0 | 0 | 0 | 4.5537 | 0 | 0.001492 | -0.001492 | 5.9984 | 99.9738 | 0.20042 | 0.49081 | 0.37455 | 0 | 5.0219
2007-03-13 18:00 | 0.053911 | 2.998 | 85.4497 | 86.3253 | 0.062887 | 0.11219 | 0.42723 | 0.42723 | 0 | 0 | 0 | 0.42723 | 26.2598 | 0 | 0 | 0 | 0.11219 | 0.44972 | 0.42723 | 0 | 0 | 0.0016578 | 4.5522 | 0 | 0.33753 | -0.33753 | 5.6427 | 94.044 | 0.20042 | 0.46996 | 0.089752 | 0 | 4.6644
2007-03-13 19:00 | 0 | 0 | 87.7458 | 90 | 0 | 0 | 0 | 0 | 0 | 0 | 0 | 0 | 0 | 0 | 0 | 0 | 0 | 0 | 0 | 0 | 0 | 0.37669 | 4.2147 | 0 | 0 | 0 | 5.6427 | 94.044 | 0.20042 | 0 | 0 | 0 | 4.2147
2007-03-13 20:00 | 0 | 0 | 90.0081 | 90 | 0 | 0 | 0.6715 | 0.6715 | 0 | 0 | 0 | 0.6715 | 0 | 0 | 0 | 0 | 0 | 0.70684 | 0.6715 | 0 | 0 | 0.37669 | 4.2147 | 0 | 0.70684 | -0.70684 | 4.8976 | 81.6261 | 0.20042 | 0.73865 | 0 | 0 | 4.2147
2007-03-13 21:00 | 0 | 0 | 92.6009 | 90 | 0 | 0 | 0.92732 | 0.92732 | 0 | 0 | 0 | 0.92732 | 0 | 0 | 1.1102e-16 | 0 | 0 | 0.97613 | 0.92732 | 0 | 0 | 1.1621 | 3.5078 | 0 | 0.97613 | -0.97613 | 3.8686 | 64.4772 | 0.20042 | 1.0201 | 0 | 0 | 3.5078
2007-03-13 22:00 | 0 | 0 | 96.2827 | 90 | 0 | 0 | 0.58166 | 0.58166 | 0 | 0 | 0 | 0.58166 | 0 | 0 | 0 | 0 | 0 | 0.61228 | 0.58166 | 0 | 0 | 2.2467 | 2.5317 | 0 | 0.61228 | -0.61228 | 3.2232 | 53.7207 | 0.20042 | 0.63983 | 0 | 0 | 2.5317
2007-03-13 23:00 | 0 | 0 | 103.8725 | 90 | 0 | 0 | 0.10695 | 0.10695 | 0 | 0 | 0 | 0.10695 | 0 | 0 | 1.3878e-17 | 0 | 0 | 0.11258 | 0.10695 | 0 | 0 | 2.927 | 1.9194 | 0 | 0.11258 | -0.11258 | 3.1046 | 51.7429 | 0.20042 | 0.11764 | 0 | 0 | 1.9194
2007-03-14 | 0 | 0 | 146.1299 | 90 | 0 | 0 | 0 | 0 | 0 | 0 | 0 | 0 | 0 | 0 | 0 | 0 | 0 | 0 | 0 | 0 | 0 | 3.0521 | 1.8068 | 0 | 0 | 0 | 3.1046 | 51.7429 | 0.20042 | 0 | 0 | 0 | 1.8068
2007-03-14 01:00 | 0 | 0 | -114.7935 | 90 | 0 | 0 | 0.30911 | 0.30911 | 0 | 0 | 0 | 0.30911 | 0 | 0 | 0 | 0 | 0 | 0.32538 | 0.30911 | 0 | 0 | 3.0521 | 1.8068 | 0 | 0.32538 | -0.32538 | 2.7616 | 46.0266 | 0.20042 | 0.34002 | 0 | 0 | 1.8068
2007-03-14 02:00 | 0 | 0 | -99.9475 | 90 | 0 | 0 | 0 | 0 | 0 | 0 | 0 | 0 | 0 | 0 | 0 | 0 | 0 | 0 | 0 | 0 | 0 | 3.4136 | 1.4815 | 0 | 0 | 0 | 2.7616 | 46.0266 | 0.20042 | 0 | 0 | 0 | 1.4815
2007-03-14 03:00 | 0 | 0 | -94.7668 | 90 | 0 | 0 | 0.51443 | 0.51443 | 0 | 0 | 0 | 0.51443 | 0 | 0 | 0 | 0 | 0 | 0.54151 | 0.51443 | 0 | 0 | 3.4136 | 1.4815 | 0 | 0.54151 | -0.54151 | 2.1908 | 36.5132 | 0.20042 | 0.56588 | 0 | 0 | 1.4815
2007-03-14 04:00 | 0 | 0 | -91.6718 | 90 | 0 | 0 | 0.22925 | 0.22925 | 0 | 0 | 0 | 0.22925 | 0 | 0 | 2.7756e-17 | 0 | 0 | 0.24131 | 0.22925 | 0 | 0 | 4.0153 | 0.93995 | 0 | 0.24131 | -0.24131 | 1.9364 | 32.2738 | 0.20042 | 0.25217 | 0 | 0 | 0.93995
2007-03-14 05:00 | 0 | 0 | -89.2485 | 90 | 0 | 0 | 0.11024 | 0.11024 | 0 | 0 | 0 | 0.11024 | 0 | 0 | 1.3878e-17 | 0 | 0 | 0.11605 | 0.11024 | 0 | 0 | 4.2834 | 0.69864 | 0 | 0.11605 | -0.11605 | 1.8141 | 30.2351 | 0.20042 | 0.12127 | 0 | 0 | 0.69864
2007-03-14 06:00 | 0.0023992 | 0 | -86.9845 | 90 | 0 | 0 | 0.51664 | 0.51664 | 1.7 | 0 | 0.5202 | 0.51664 | 0 | 0 | 0 | 0 | 0 | 0 | 0 | 1.1834 | 1.1242 | 4.4123 | 0.58259 | 1.1242 | 0 | 1.1242 | 2.8806 | 48.0101 | 0.2008 | 0.5683 | 0 | 1.7 | 0.58259
2007-03-14 07:00 | 0.070726 | 10.642 | -84.558 | 78.6376 | 0.070632 | 0.12601 | 0.46274 | 0.46274 | 1.7 | 0 | 0.5202 | 0.46274 | 27.2308 | 0 | 0 | 0 | 0.12601 | 0 | 0 | 1.2373 | 1.1754 | 3.2881 | 1.5944 | 1.3014 | 0 | 1.3014 | 4.1152 | 68.5871 | 0.20116 | 0.50901 | 0.10081 | 1.7 | 1.7204
2007-03-14 08:00 | 0.25516 | 25.3492 | -81.6113 | 63.6711 | 0.257 | 0.45848 | 2.4629 | 2.4629 | 1.7 | 0 | 0.5202 | 2.4629 | 18.6154 | 0 | 0 | 0 | 0.45848 | 0.80308 | 0.76293 | 0 | 0 | 1.9867 | 2.7656 | 0 | 0.3446 | -0.3446 | 3.752 | 62.5331 | 0.20116 | 2.7092 | 0.36679 | 1.7 | 3.2241
2007-03-14 09:00 | 0.51013 | 39.9221 | -77.5195 | 48.7148 | 0.51911 | 0.9261 | 0.38968 | 0.38968 | 1.7 | 0 | 0.5202 | 0.38968 | 237.6579 | 0 | 0 | 0 | 0.9261 | 0 | 0 | 1.3103 | 1.2448 | 2.3696 | 2.421 | 2.1709 | 0 | 2.1709 | 5.8115 | 96.8581 | 0.20102 | 0.42864 | 0.74088 | 1.7 | 3.3471
2007-03-14 10:00 | 0.50301 | 54.1888 | -70.7833 | 33.7852 | 0.50569 | 0.90216 | 1.2341 | 1.2341 | 0 | 0 | 0 | 1.2341 | 73.1037 | 0 | 2.2204e-16 | 0 | 0.90216 | 1.299 | 1.2341 | 0 | 0 | 0.19871 | 4.3748 | 0 | 0.39687 | -0.39687 | 5.3932 | 89.8857 | 0.20102 | 1.3575 | 0.72173 | 0 | 5.277
2007-03-14 11:00 | 0.4153 | 67.5501 | -56.538 | 18.9487 | 0.41445 | 0.73937 | 2.0138 | 2.0138 | 1.7 | 0 | 0.5202 | 2.0138 | 36.716 | 0 | 0 | 0 | 0.73937 | 0.33028 | 0.31376 | 0 | 0 | 0.63969 | 3.978 | 0.4091 | 0 | 0.4091 | 5.7813 | 96.3541 | 0.20112 | 2.2151 | 0.5915 | 1.7 | 4.7173
2007-03-14 12:00 | 0.59229 | 76.8608 | -16.0731 | 5.1024 | 0.59469 | 1.0609 | 0.74098 | 0.74098 | 0 | 0 | 0 | 0.74098 | 143.179 | 0.050362 | 0 | 0 | 1.0609 | 0.77998 | 0.74098 | 0 | 0 | 0.23059 | 4.3462 | 0.23059 | 0 | 0.23059 | 6 | 100 | 0.20099 | 0.81508 | 0.84875 | 0 | 5.4071
2007-03-14 13:00 | 0.65479 | 73.0166 | 42.4098 | 11.9336 | 0.66016 | 1.1777 | 0.43765 | 0.43765 | 0 | 0 | 0 | 0.43765 | 269.105 | 0.71705 | 0 | 0 | 1.1777 | 0.46068 | 0.43765 | 0 | 0 | 0 | 4.5537 | 0 | 0 | 0 | 6 | 100 | 0.20099 | 0.48141 | 0.94218 | 0 | 5.7314
2007-03-14 14:00 | 0.91367 | 60.8218 | 65.4644 | 26.6115 | 0.93494 | 1.6679 | 2.2683 | 2.2683 | 0.88834 | 0 | 0.29862 | 2.2683 | 73.5311 | 0.2153 | 0 | 0 | 1.6679 | 1.4526 | 1.38 | 0 | 0 | 0 | 4.5537 | 0 | 0 | 0 | 6 | 100 | 0.20099 | 2.4952 | 1.3343 | 1.7 | 6.2216
2007-03-14 15:00 | 0.75746 | 46.8571 | 74.7656 | 41.5124 | 0.77662 | 1.3855 | 1.7613 | 1.7613 | 0.44513 | 0 | 0.17762 | 1.7613 | 78.6608 | 0 | 0 | 0 | 1.3855 | 1.3855 | 1.3162 | 0 | 0 | 0 | 4.5537 | 0 | 0 | 0 | 6 | 100 | 0.20099 | 1.9375 | 1.1084 | 1.7 | 5.9392
2007-03-14 16:00 | 0.49666 | 32.3979 | 79.8411 | 56.4591 | 0.51001 | 0.90985 | 1.4555 | 1.4555 | 0.59115 | 0 | 0.21748 | 1.4555 | 62.511 | 0 | 0 | 0 | 0.90985 | 0.90985 | 0.86436 | 0 | 0 | 0 | 4.5537 | 0 | 0 | 0 | 6 | 100 | 0.20099 | 1.6011 | 0.72788 | 1.7 | 5.4635
2007-03-14 17:00 | 0.27508 | 17.7433 | 83.2309 | 71.4218 | 0.28538 | 0.50912 | 1.642 | 1.642 | 1.1584 | 0 | 0.37234 | 1.642 | 31.0053 | 0 | 0 | 0 | 0.50912 | 0.50912 | 0.48366 | 0 | 0 | 0 | 4.5537 | 0 | 0 | 0 | 6 | 100 | 0.20099 | 1.8062 | 0.40729 | 1.7 | 5.0628
2007-03-14 18:00 | 0.041183 | 2.9961 | 85.8541 | 86.3906 | 0.04423 | 0.078906 | 2.5054 | 2.5054 | 1.7 | 0 | 0.5202 | 2.5054 | 3.1495 | 0 | 0 | 0 | 0.078906 | 0.84777 | 0.80538 | 0 | 0 | 0 | 4.5537 | 0 | 0.76887 | -0.76887 | 5.1896 | 86.4924 | 0.20099 | 2.7559 | 0.063125 | 1.7 | 4.6326
2007-03-14 19:00 | 0 | 0 | 88.1583 | 90 | 0 | 0 | 1.4957 | 1.4957 | 1.7 | 0 | 0.5202 | 1.4957 | 0 | 0 | 0 | 0 | 0 | 0 | 0 | 0.20427 | 0.19405 | 0.8543 | 3.7848 | 0.19405 | 0 | 0.19405 | 5.3736 | 89.5606 | 0.20105 | 1.6453 | 0 | 1.7 | 3.7848
2007-03-14 20:00 | 0 | 0 | 90.4597 | 90 | 0 | 0 | 0.36387 | 0.36387 | 0 | 0 | 0 | 0.36387 | 0 | 0 | 0 | 0 | 0 | 0.38302 | 0.36387 | 0 | 0 | 0.66024 | 3.9595 | 0 | 0.38302 | -0.38302 | 4.9699 | 82.8317 | 0.20105 | 0.40025 | 0 | 0 | 3.9595
2007-03-14 21:00 | 0 | 0 | 93.1394 | 90 | 0 | 0 | 1.5935 | 1.5935 | 1.7 | 0 | 0.5202 | 1.5935 | 0 | 0 | 0 | 0 | 0 | 0 | 0 | 0.10654 | 0.10121 | 1.0858 | 3.5765 | 0.10121 | 0 | 0.10121 | 5.0659 | 84.432 | 0.20109 | 1.7528 | 0 | 1.7 | 3.5765
2007-03-14 22:00 | 0 | 0 | 97.0081 | 90 | 0 | 0 | 0.23365 | 0.23365 | 0 | 0 | 0 | 0.23365 | 0 | 0 | 2.7756e-17 | 0 | 0 | 0.24594 | 0.23365 | 0 | 0 | 0.98461 | 3.6675 | 0 | 0.24594 | -0.24594 | 4.8067 | 80.1113 | 0.20109 | 0.25701 | 0 | 0 | 3.6675
2007-03-14 23:00 | 0 | 0 | 105.0888 | 90 | 0 | 0 | 0.5992 | 0.5992 | 0 | 0 | 0 | 0.5992 | 0 | 0 | 1.1102e-16 | 0 | 0 | 0.63074 | 0.5992 | 0 | 0 | 1.2579 | 3.4216 | 0 | 0.63074 | -0.63074 | 4.1418 | 69.0303 | 0.20109 | 0.65913 | 0 | 0 | 3.4216
2007-03-15 | 0 | 0 | 148.478 | 90 | 0 | 0 | 0.24645 | 0.24645 | 0 | 0 | 0 | 0.24645 | 0 | 0 | 2.7756e-17 | 0 | 0 | 0.25942 | 0.24645 | 0 | 0 | 1.9587 | 2.7909 | 0 | 0.25942 | -0.25942 | 3.8684 | 64.4727 | 0.20109 | 0.27109 | 0 | 0 | 2.7909
2007-03-15 01:00 | 0 | 0 | -116.2803 | 90 | 0 | 0 | 0.13809 | 0.13809 | 0 | 0 | 0 | 0.13809 | 0 | 0 | 0 | 0 | 0 | 0.14536 | 0.13809 | 0 | 0 | 2.2469 | 2.5314 | 0 | 0.14536 | -0.14536 | 3.7152 | 61.9191 | 0.20109 | 0.1519 | 0 | 0 | 2.5314
2007-03-15 02:00 | 0 | 0 | -100.7735 | 90 | 0 | 0 | 0.31592 | 0.31592 | 0 | 0 | 0 | 0.31592 | 0 | 0 | 5.5511e-17 | 0 | 0 | 0.33255 | 0.31592 | 0 | 0 | 2.4085 | 2.3861 | 0 | 0.33255 | -0.33255 | 3.3646 | 56.0768 | 0.20109 | 0.34751 | 0 | 0 | 2.3861
2007-03-15 03:00 | 0 | 0 | -95.343 | 90 | 0 | 0 | 0 | 0 | 0 | 0 | 0 | 0 | 0 | 0 | 0 | 0 | 0 | 0 | 0 | 0 | 0 | 2.778 | 2.0535 | 0 | 0 | 0 | 3.3646 | 56.0768 | 0.20109 | 0 | 0 | 0 | 2.0535
2007-03-15 04:00 | 0 | 0 | -92.1342 | 90 | 0 | 0 | 0 | 0 | 0 | 0 | 0 | 0 | 0 | 0 | 0 | 0 | 0 | 0 | 0 | 0 | 0 | 2.778 | 2.0535 | 0 | 0 | 0 | 3.3646 | 56.0768 | 0.20109 | 0 | 0 | 0 | 2.0535
2007-03-15 05:00 | 0 | 0 | -89.6556 | 90 | 0 | 0 | 0.53944 | 0.53944 | 0 | 0 | 0 | 0.53944 | 0 | 0 | 0 | 0 | 0 | 0.56784 | 0.53944 | 0 | 0 | 2.778 | 2.0535 | 0 | 0.56784 | -0.56784 | 2.7661 | 46.1009 | 0.20109 | 0.59339 | 0 | 0 | 2.0535
2007-03-15 06:00 | 0.0055225 | 0 | -87.3696 | 90 | 0 | 0 | 0.25656 | 0.25656 | 0 | 0 | 0 | 0.25656 | 0 | 0 | 5.5511e-17 | 0 | 0 | 0.27006 | 0.25656 | 0 | 0 | 3.4089 | 1.4857 | 0 | 0.27006 | -0.27006 | 2.4814 | 41.3565 | 0.20109 | 0.28221 | 0 | 0 | 1.4857
2007-03-15 07:00 | 0.13562 | 10.7777 | -84.9465 | 78.5644 | 0.13969 | 0.2492 | 1.7986 | 1.7986 | 1.7 | 0 | 0.5202 | 1.7986 | 13.8552 | 0 | 0 | 0 | 0.2492 | 0.10381 | 0.098622 | 0 | 0 | 3.709 | 1.2156 | 0.14539 | 0 | 0.14539 | 2.6193 | 43.6553 | 0.20112 | 1.9785 | 0.19936 | 1.7 | 1.4648
2007-03-15 08:00 | 0.4056 | 25.497 | -82.029 | 63.591 | 0.41746 | 0.74474 | 0.10595 | 0.10595 | 1.5586 | 0 | 0.48159 | 0.10595 | 702.9015 | 2.2204e-16 | 0 | 0 | 0.74474 | 0 | 0 | 1.4526 | 1.38 | 3.5636 | 1.3465 | 2.1247 | 0 | 2.1247 | 4.635 | 77.2503 | 0.20089 | 0.11655 | 0.59579 | 1.7 | 2.0912
2007-03-15 09:00 | 0.67612 | 40.0902 | -78.0008 | 48.6256 | 0.69339 | 1.237 | 2.1799 | 2.1799 | 1.7 | 0 | 0.5202 | 2.1799 | 56.7469 | 0 | 0 | 0 | 1.237 | 0.50513 | 0.47988 | 0 | 0 | 1.4388 | 3.2588 | 0.73188 | 0 | 0.73188 | 5.3293 | 88.8223 | 0.20107 | 2.3979 | 0.98961 | 1.7 | 4.4958
2007-03-15 10:00 | 0.78728 | 54.3934 | -71.3824 | 33.6815 | 0.80419 | 1.4347 | 0.65779 | 0.65779 | 0 | 0 | 0 | 0.65779 | 218.1046 | 0.035317 | 0 | 0 | 1.4347 | 0.69241 | 0.65779 | 0 | 0 | 0.70694 | 3.9174 | 0.70694 | 0 | 0.70694 | 6 | 100 | 0.20067 | 0.72357 | 1.1477 | 0 | 5.3521
2007-03-15 11:00 | 1.047 | 67.8301 | -57.3094 | 18.8119 | 1.07 | 1.9089 | 2.398 | 2.398 | 1.018 | 0 | 0.33401 | 2.398 | 79.6029 | 0.45622 | 0 | 0 | 1.9089 | 1.4526 | 1.38 | 0 | 0 | 0 | 4.5537 | 0 | 0 | 0 | 6 | 100 | 0.20067 | 2.6378 | 1.5271 | 1.7 | 6.4625
2007-03-15 12:00 | 1.054 | 77.2635 | -16.2708 | 4.778 | 1.0765 | 1.9205 | 1.7621 | 1.7621 | 0.425 | 0 | 0.17213 | 1.7621 | 108.9863 | 0.51297 | 0 | 0 | 1.9205 | 1.4075 | 1.3371 | 0 | 0 | 0 | 4.5537 | 0 | 0 | 0 | 6 | 100 | 0.20067 | 1.9383 | 1.5364 | 1.7 | 6.4741
2007-03-15 13:00 | 1.0732 | 73.2653 | 43.5126 | 11.8867 | 1.0964 | 1.956 | 1.0966 | 1.0966 | 0 | 0 | 0 | 1.0966 | 178.3744 | 0.80171 | 0 | 0 | 1.956 | 1.1543 | 1.0966 | 0 | 0 | 0 | 4.5537 | 0 | 0 | 0 | 6 | 100 | 0.20067 | 1.2062 | 1.5648 | 0 | 6.5097
2007-03-15 14:00 | 0.85999 | 60.9316 | 66.2657 | 26.6321 | 0.87817 | 1.5667 | 1.6196 | 1.6196 | 0.425 | 0 | 0.17213 | 1.6196 | 96.7317 | 0.30919 | 0 | 0 | 1.5667 | 1.2575 | 1.1946 | 0 | 0 | 0 | 4.5537 | 0 | 0 | 0 | 6 | 100 | 0.20067 | 1.7815 | 1.2533 | 1.7 | 6.1203
2007-03-15 15:00 | 0.55487 | 46.9089 | 75.3536 | 41.5539 | 0.56231 | 1.0032 | 1.2973 | 1.2973 | 0.425 | 0 | 0.17213 | 1.2973 | 77.3276 | 0.084963 | 0 | 0 | 1.0032 | 0.9182 | 0.87229 | 0 | 0 | 0 | 4.5537 | 0 | 0 | 0 | 6 | 100 | 0.20067 | 1.427 | 0.80253 | 1.7 | 5.5569
2007-03-15 16:00 | 0.55573 | 32.4206 | 80.3203 | 56.5119 | 0.57128 | 1.0192 | 1.129 | 1.129 | 0 | 0 | 0 | 1.129 | 90.2744 | 0 | 0 | 0 | 1.0192 | 1.1884 | 1.129 | 0 | 0 | 0 | 4.5537 | 0 | 0.16922 | -0.16922 | 5.8216 | 97.0272 | 0.20067 | 1.2419 | 0.81533 | 0 | 5.5728
2007-03-15 17:00 | 0.23475 | 17.7495 | 83.6562 | 71.4824 | 0.24048 | 0.42902 | 2.6587 | 2.6587 | 1.7 | 0 | 0.5202 | 2.6587 | 16.1366 | 2.2204e-16 | 0 | 0 | 0.42902 | 1.0091 | 0.95866 | 0 | 0 | 0.18802 | 4.3845 | 0 | 0.5801 | -0.5801 | 5.2102 | 86.8359 | 0.20067 | 2.9245 | 0.34321 | 1.7 | 4.8135
2007-03-15 18:00 | 0.038371 | 2.9925 | 86.2599 | 86.4577 | 0.040345 | 0.071975 | 1.4096 | 1.4096 | 1.7 | 0 | 0.5202 | 1.4096 | 5.1061 | 0 | 0 | 0 | 0.071975 | 0 | 0 | 0.2904 | 0.27588 | 0.83257 | 3.8044 | 0.34786 | 0 | 0.34786 | 5.5402 | 92.336 | 0.20078 | 1.5506 | 0.05758 | 1.7 | 3.8763
2007-03-15 19:00 | 0 | 0 | 88.5721 | 90 | 0 | 0 | 0 | 0 | 0 | 0 | 0 | 0 | 0 | 0 | 0 | 0 | 0 | 0 | 0 | 0 | 0 | 0.48471 | 4.1174 | 0 | 0 | 0 | 5.5402 | 92.336 | 0.20078 | 0 | 0 | 0 | 4.1174
2007-03-15 20:00 | 0 | 0 | 90.9128 | 90 | 0 | 0 | 1.4069 | 1.4069 | 1.7 | 0 | 0.5202 | 1.4069 | 0 | 0 | 0 | 0 | 0 | 0 | 0 | 0.29305 | 0.2784 | 0.48471 | 4.1174 | 0.2784 | 0 | 0.2784 | 5.8043 | 96.7379 | 0.20087 | 1.5476 | 0 | 1.7 | 4.1174
2007-03-15 21:00 | 0 | 0 | 93.6797 | 90 | 0 | 0 | 1.3134 | 1.3134 | 1.5305 | 0 | 0.47394 | 1.3134 | 0 | 0 | 0 | 0 | 0 | 0 | 0 | 0.21718 | 0.20632 | 0.20632 | 4.368 | 0.20632 | 0 | 0.20632 | 6 | 100 | 0.20094 | 1.4447 | 0 | 1.7 | 4.368
2007-03-15 22:00 | 0 | 0 | 97.7356 | 90 | 0 | 0 | 0.6499 | 0.6499 | 0 | 0 | 0 | 0.6499 | 0 | 0 | 1.1102e-16 | 0 | 0 | 0.68411 | 0.6499 | 0 | 0 | 0 | 4.5537 | 0 | 0.68411 | -0.68411 | 5.2789 | 87.9815 | 0.20094 | 0.71489 | 0 | 0 | 4.5537
2007-03-15 23:00 | 0 | 0 | 106.3031 | 90 | 0 | 0 | 0.24016 | 0.24016 | 0 | 0 | 0 | 0.24016 | 0 | 0 | 2.7756e-17 | 0 | 0 | 0.2528 | 0.24016 | 0 | 0 | 0.76012 | 3.8696 | 0 | 0.2528 | -0.2528 | 5.0124 | 83.5403 | 0.20094 | 0.26417 | 0 | 0 | 3.8696
2007-03-16 | 0 | 0 | 150.6386 | 90 | 0 | 0 | 0.40298 | 0.40298 | 0 | 0 | 0 | 0.40298 | 0 | 0 | 5.5511e-17 | 0 | 0 | 0.42419 | 0.40298 | 0 | 0 | 1.041 | 3.6168 | 0 | 0.42419 | -0.42419 | 4.5653 | 76.088 | 0.20094 | 0.44328 | 0 | 0 | 3.6168
2007-03-16 01:00 | 0 | 0 | -117.7126 | 90 | 0 | 0 | 0.20388 | 0.20388 | 0 | 0 | 0 | 0.20388 | 0 | 0 | 0 | 0 | 0 | 0.21462 | 0.20388 | 0 | 0 | 1.5123 | 3.1926 | 0 | 0.21462 | -0.21462 | 4.3391 | 72.3176 | 0.20094 | 0.22427 | 0 | 0 | 3.1926
2007-03-16 02:00 | 0 | 0 | -101.5917 | 90 | 0 | 0 | 0.17531 | 0.17531 | 0 | 0 | 0 | 0.17531 | 0 | 0 | 2.7756e-17 | 0 | 0 | 0.18454 | 0.17531 | 0 | 0 | 1.7508 | 2.978 | 0 | 0.18454 | -0.18454 | 4.1445 | 69.0756 | 0.20094 | 0.19284 | 0 | 0 | 2.978
2007-03-16 03:00 | 0 | 0 | -95.9171 | 90 | 0 | 0 | 0.54391 | 0.54391 | 0 | 0 | 0 | 0.54391 | 0 | 0 | 0 | 0 | 0 | 0.57254 | 0.54391 | 0 | 0 | 1.9558 | 2.7934 | 0 | 0.57254 | -0.57254 | 3.541 | 59.0172 | 0.20094 | 0.5983 | 0 | 0 | 2.7934
2007-03-16 04:00 | 0 | 0 | -92.596 | 90 | 0 | 0 | 0.073525 | 0.073525 | 0 | 0 | 0 | 0.073525 | 0 | 0 | 0 | 0 | 0 | 0.077395 | 0.073525 | 0 | 0 | 2.592 | 2.2209 | 0 | 0.077395 | -0.077395 | 3.4595 | 57.6575 | 0.20094 | 0.080878 | 0 | 0 | 2.2209
2007-03-16 05:00 | 0 | 0 | -90.0628 | 90 | 0 | 0 | 0.95325 | 0.95325 | 0 | 0 | 0 | 0.95325 | 0 | 0 | 1.1102e-16 | 0 | 0 | 1.0034 | 0.95325 | 0 | 0 | 2.678 | 2.1435 | 0 | 1.0034 | -1.0034 | 2.4018 | 40.0293 | 0.20094 | 1.0486 | 0 | 0 | 2.1435
2007-03-16 06:00 | 0.0060597 | 0 | -87.7553 | 90 | 0 | 0 | 0.25604 | 0.25604 | 0 | 0 | 0 | 0.25604 | 0 | 0 | 5.5511e-17 | 0 | 0 | 0.26951 | 0.25604 | 0 | 0 | 3.7929 | 1.1401 | 0 | 0.26951 | -0.26951 | 2.1177 | 35.2944 | 0.20094 | 0.28164 | 0 | 0 | 1.1401
2007-03-16 07:00 | 0.12545 | 10.9146 | -85.3361 | 78.4904 | 0.12789 | 0.22816 | 0.78029 | 0.78029 | 0 | 0 | 0 | 0.78029 | 29.2409 | 0 | 0 | 0 | 0.22816 | 0.82136 | 0.78029 | 0 | 0 | 4.0923 | 0.87057 | 0 | 0.5932 | -0.5932 | 1.4924 | 24.873 | 0.20094 | 0.85832 | 0.18253 | 0 | 1.0987
2007-03-16 08:00 | 0.26941 | 25.6452 | -82.4485 | 63.5108 | 0.2714 | 0.48417 | 3.2622 | 2.4235 | 1.7 | 0 | 0.5202 | 2.4235 | 19.9785 | 0 | 0.83872 | 1.5329 | 0.48417 | 0.76155 | 0.72347 | 0 | 0 | 4.7515 | 0.27738 | 0 | 0.27738 | -0.27738 | 1.2 | 20 | 0.20094 | 3.5884 | 0.38734 | 1.7 | 0.76155
2007-03-16 09:00 | 0.36064 | 40.2579 | -78.4852 | 48.5373 | 0.36141 | 0.64475 | 0.19712 | 0.19712 | 1.6498 | 0 | 0.50648 | 0.19712 | 327.0831 | 2.2204e-16 | 0 | 0 | 0.64475 | 0 | 0 | 1.4526 | 1.38 | 5.0597 | 0 | 2.0248 | 0 | 2.0248 | 3.1208 | 52.014 | 0.20084 | 0.21683 | 0.5158 | 1.7 | 0.64475
2007-03-16 10:00 | 0.66467 | 54.5968 | -71.9881 | 33.5803 | 0.67445 | 1.2032 | 1.5632 | 1.5632 | 1.7 | 0 | 0.5202 | 1.5632 | 76.9707 | 0 | 0 | 0 | 1.2032 | 0 | 0 | 0.13679 | 0.12995 | 3.0349 | 1.8223 | 1.3332 | 0 | 1.3332 | 4.3856 | 73.0932 | 0.20117 | 1.7195 | 0.96257 | 1.7 | 3.0255
2007-03-16 11:00 | 0.93307 | 68.1082 | -58.0994 | 18.681 | 0.95166 | 1.6978 | 1.8956 | 1.8956 | 1.7 | 0 | 0.5202 | 1.8956 | 89.5632 | 0 | 0 | 0 | 1.6978 | 0.2059 | 0.1956 | 0 | 0 | 1.7017 | 3.0221 | 1.4919 | 0 | 1.4919 | 5.8009 | 96.6816 | 0.20133 | 2.0852 | 1.3582 | 1.7 | 4.7199
2007-03-16 12:00 | 0.86314 | 77.6675 | -16.4758 | 4.4651 | 0.87729 | 1.5651 | 1.3522 | 1.3522 | 0.425 | 0 | 0.17213 | 1.3522 | 115.7397 | 0.37916 | 0 | 0 | 1.5651 | 0.97605 | 0.92725 | 0 | 0 | 0.20987 | 4.3648 | 0.20987 | 0 | 0.20987 | 6 | 100 | 0.20122 | 1.4875 | 1.2521 | 1.7 | 5.9299
2007-03-16 13:00 | 0.93325 | 73.5078 | 44.6533 | 11.8544 | 0.95106 | 1.6967 | 0.87347 | 0.87347 | 0 | 0 | 0 | 0.87347 | 194.247 | 0.77725 | 0 | 0 | 1.6967 | 0.91944 | 0.87347 | 0 | 0 | 0 | 4.5537 | 0 | 0 | 0 | 6 | 100 | 0.20122 | 0.96082 | 1.3574 | 0 | 6.2504
2007-03-16 14:00 | 0.62829 | 61.0358 | 67.0756 | 26.6598 | 0.63414 | 1.1313 | 1.1797 | 1.1797 | 0 | 0 | 0 | 1.1797 | 95.8973 | 0 | 0 | 0 | 1.1313 | 1.2418 | 1.1797 | 0 | 0 | 0 | 4.5537 | 0 | 0.11049 | -0.11049 | 5.8835 | 98.0589 | 0.20122 | 1.2977 | 0.90505 | 0 | 5.685
2007-03-16 15:00 | 0.58241 | 46.9565 | 75.9446 | 41.6 | 0.59087 | 1.0541 | 1.0657 | 1.0657 | 0 | 0 | 0 | 1.0657 | 98.9085 | 0 | 0 | 0 | 1.0541 | 1.1218 | 1.0657 | 0 | 0 | 0.12277 | 4.4432 | 0 | 0.067725 | -0.067725 | 5.8122 | 96.8691 | 0.20122 | 1.1723 | 0.84329 | 0 | 5.4973
2007-03-16 16:00 | 0.29423 | 32.4402 | 80.8012 | 56.5679 | 0.29488 | 0.52607 | 0 | 0 | 0 | 0 | 0 | 0 | 0 | 0.32806 | 0 | 0 | 0.52607 | 0 | 0 | 0 | 0 | 0.19802 | 4.3755 | 0.19802 | 0 | 0.19802 | 6 | 100 | 0.20111 | 0 | 0.42086 | 0 | 4.9015
2007-03-16 17:00 | 0.15503 | 17.7535 | 84.0829 | 71.5453 | 0.15537 | 0.27717 | 1.879 | 1.879 | 1.6157 | 0 | 0.49719 | 1.879 | 14.7508 | 0 | 0 | 0 | 0.27717 | 0.27717 | 0.26332 | 0 | 0 | 0 | 4.5537 | 0 | 0 | 0 | 6 | 100 | 0.20111 | 2.0669 | 0.22174 | 1.7 | 4.8309
2007-03-16 18:00 | 0.045733 | 2.9875 | 86.6667 | 86.5264 | 0.04947 | 0.088254 | 1.7322 | 1.7322 | 1.6484 | 0 | 0.50611 | 1.7322 | 5.0949 | 4.1633e-17 | 0 | 0 | 0.088254 | 0.088254 | 0.083842 | 0 | 0 | 0 | 4.5537 | 0 | 0 | 0 | 6 | 100 | 0.20111 | 1.9055 | 0.070604 | 1.7 | 4.6419
2007-03-16 19:00 | 0 | 0 | 88.9871 | 90 | 0 | 0 | 1.9074 | 1.9074 | 1.7 | 0 | 0.5202 | 1.9074 | 0 | 0 | 0 | 0 | 0 | 0.2183 | 0.20739 | 0 | 0 | 0 | 4.5537 | 0 | 0.2183 | -0.2183 | 5.7699 | 96.1648 | 0.20111 | 2.0981 | 0 | 1.7 | 4.5537
2007-03-16 20:00 | 0 | 0 | 91.3672 | 90 | 0 | 0 | 1.3716 | 1.3716 | 1.6269 | 0 | 0.50025 | 1.3716 | 0 | 5.5511e-17 | 0 | 0 | 0 | 0 | 0 | 0.25533 | 0.24256 | 0.24256 | 4.3354 | 0.24256 | 0 | 0.24256 | 6 | 100 | 0.20118 | 1.5088 | 0 | 1.7 | 4.3354
2007-03-16 21:00 | 0 | 0 | 94.2216 | 90 | 0 | 0 | 0 | 0 | 0 | 0 | 0 | 0 | 0 | 0 | 0 | 0 | 0 | 0 | 0 | 0 | 0 | 0 | 4.5537 | 0 | 0 | 0 | 6 | 100 | 0.20118 | 0 | 0 | 0 | 4.5537
2007-03-16 22:00 | 0 | 0 | 98.465 | 90 | 0 | 0 | 0.39212 | 0.39212 | 0 | 0 | 0 | 0.39212 | 0 | 0 | 5.5511e-17 | 0 | 0 | 0.41276 | 0.39212 | 0 | 0 | 0 | 4.5537 | 0 | 0.41276 | -0.41276 | 5.5649 | 92.7486 | 0.20118 | 0.43133 | 0 | 0 | 4.5537
2007-03-16 23:00 | 0 | 0 | 107.5143 | 90 | 0 | 0 | 0.2158 | 0.2158 | 0 | 0 | 0 | 0.2158 | 0 | 0 | 2.7756e-17 | 0 | 0 | 0.22716 | 0.2158 | 0 | 0 | 0.45862 | 4.1409 | 0 | 0.22716 | -0.22716 | 5.3255 | 88.7579 | 0.20118 | 0.23738 | 0 | 0 | 4.1409
2007-03-17 | 0 | 0 | 152.6284 | 90 | 0 | 0 | 0.33482 | 0.33482 | 0 | 0 | 0 | 0.33482 | 0 | 0 | 5.5511e-17 | 0 | 0 | 0.35245 | 0.33482 | 0 | 0 | 0.71101 | 3.9138 | 0 | 0.35245 | -0.35245 | 4.954 | 82.566 | 0.20118 | 0.36831 | 0 | 0 | 3.9138
2007-03-17 01:00 | 0 | 0 | -119.091 | 90 | 0 | 0 | 0.49624 | 0.49624 | 0 | 0 | 0 | 0.49624 | 0 | 0 | 0 | 0 | 0 | 0.52236 | 0.49624 | 0 | 0 | 1.1026 | 3.5613 | 0 | 0.52236 | -0.52236 | 4.4034 | 73.3891 | 0.20118 | 0.54587 | 0 | 0 | 3.5613
2007-03-17 02:00 | 0 | 0 | -102.4016 | 90 | 0 | 0 | 0.52346 | 0.52346 | 0 | 0 | 0 | 0.52346 | 0 | 0 | 1.1102e-16 | 0 | 0 | 0.55101 | 0.52346 | 0 | 0 | 1.683 | 3.039 | 0 | 0.55101 | -0.55101 | 3.8225 | 63.7089 | 0.20118 | 0.57581 | 0 | 0 | 3.039
2007-03-17 03:00 | 0 | 0 | -96.4889 | 90 | 0 | 0 | 0.52941 | 0.52941 | 0 | 0 | 0 | 0.52941 | 0 | 0 | 1.1102e-16 | 0 | 0 | 0.55728 | 0.52941 | 0 | 0 | 2.2953 | 2.488 | 0 | 0.55728 | -0.55728 | 3.2351 | 53.9185 | 0.20118 | 0.58236 | 0 | 0 | 2.488
2007-03-17 04:00 | 0 | 0 | -93.0571 | 90 | 0 | 0 | 0.29552 | 0.29552 | 0 | 0 | 0 | 0.29552 | 0 | 0 | 5.5511e-17 | 0 | 0 | 0.31107 | 0.29552 | 0 | 0 | 2.9145 | 1.9307 | 0 | 0.31107 | -0.31107 | 2.9072 | 48.4536 | 0.20118 | 0.32507 | 0 | 0 | 1.9307
2007-03-17 05:00 | 0 | 0 | -90.47 | 90 | 0 | 0 | 0.1382 | 0.1382 | 0 | 0 | 0 | 0.1382 | 0 | 0 | 2.7756e-17 | 0 | 0 | 0.14547 | 0.1382 | 0 | 0 | 3.2601 | 1.6196 | 0 | 0.14547 | -0.14547 | 2.7539 | 45.8978 | 0.20118 | 0.15202 | 0 | 0 | 1.6196
2007-03-17 06:00 | 0.0069971 | 0 | -88.1415 | 90 | 0 | 0 | 0.5523 | 0.5523 | 0 | 0 | 0 | 0.5523 | 0 | 0 | 0 | 0 | 0 | 0.58137 | 0.5523 | 0 | 0 | 3.4217 | 1.4741 | 0 | 0.58137 | -0.58137 | 2.1411 | 35.6843 | 0.20118 | 0.60753 | 0 | 0 | 1.4741
2007-03-17 07:00 | 0.13031 | 11.0525 | -85.7266 | 78.4155 | 0.13275 | 0.23682 | 0.3943 | 0.3943 | 0 | 0 | 0 | 0.3943 | 60.0604 | 0 | 0 | 0 | 0.23682 | 0.41505 | 0.3943 | 0 | 0 | 4.0677 | 0.89277 | 0 | 0.17824 | -0.17824 | 1.9532 | 32.5531 | 0.20118 | 0.43373 | 0.18946 | 0 | 1.1296
2007-03-17 08:00 | 0.385 | 25.7938 | -82.8696 | 63.4305 | 0.39362 | 0.70221 | 0.25814 | 0.25814 | 0 | 0 | 0 | 0.25814 | 272.024 | 0 | 0 | 0 | 0.70221 | 0.27173 | 0.25814 | 0 | 0 | 4.2657 | 0.71453 | 0.43048 | 0 | 0.43048 | 2.3616 | 39.3596 | 0.20095 | 0.28396 | 0.56177 | 0 | 1.4167
2007-03-17 09:00 | 0.67365 | 40.4251 | -78.9726 | 48.4501 | 0.68857 | 1.2284 | 0 | 0 | 0 | 0 | 0 | 0 | 0 | 0 | 0 | 0 | 1.2284 | 0 | 0 | 0 | 0 | 3.8352 | 1.102 | 1.2284 | 0 | 1.2284 | 3.5269 | 58.7823 | 0.20027 | 0 | 0.98272 | 0 | 2.3304
2007-03-17 10:00 | 0.69909 | 54.7987 | -72.6005 | 33.4817 | 0.70992 | 1.2665 | 0.78204 | 0.78204 | 0 | 0 | 0 | 0.78204 | 161.9482 | 0 | 0 | 0 | 1.2665 | 0.8232 | 0.78204 | 0 | 0 | 2.6068 | 2.2075 | 0.4433 | 0 | 0.4433 | 3.9475 | 65.7915 | 0.20003 | 0.86025 | 1.0132 | 0 | 3.474
2007-03-17 11:00 | 0.91842 | 68.3841 | -58.9084 | 18.5563 | 0.93544 | 1.6688 | 0 | 0 | 0 | 0 | 0 | 0 | 0 | 0 | 0 | 0 | 1.6688 | 0 | 0 | 0 | 0 | 2.1635 | 2.6065 | 1.6688 | 0 | 1.6688 | 5.5307 | 92.1778 | 0.19913 | 0 | 1.3351 | 0 | 4.2753
2007-03-17 12:00 | 1.1348 | 78.0724 | -16.6891 | 4.1666 | 1.1568 | 2.0637 | 0.79518 | 0.79518 | 0 | 0 | 0 | 0.79518 | 259.5223 | 0.73191 | 0 | 0 | 2.0637 | 0.83703 | 0.79518 | 0 | 0 | 0.49472 | 4.1084 | 0.49472 | 0 | 0.49472 | 6 | 100 | 0.19886 | 0.87469 | 1.6509 | 0 | 6.1721
2007-03-17 13:00 | 1.1142 | 73.7434 | 45.8323 | 11.8371 | 1.1359 | 2.0265 | 1.1282 | 1.1282 | 0 | 0 | 0 | 1.1282 | 179.6138 | 0.83886 | 0 | 0 | 2.0265 | 1.1876 | 1.1282 | 0 | 0 | 0 | 4.5537 | 0 | 0 | 0 | 6 | 100 | 0.19886 | 1.2411 | 1.6212 | 0 | 6.5802
2007-03-17 14:00 | 0.94546 | 61.134 | 67.8933 | 26.6945 | 0.96431 | 1.7203 | 0 | 0 | 0 | 0 | 0 | 0 | 0 | 1.7203 | 0 | 0 | 1.7203 | 0 | 0 | 0 | 0 | 0 | 4.5537 | 0 | 0 | 0 | 6 | 100 | 0.19886 | 0 | 1.3763 | 0 | 6.274
2007-03-17 15:00 | 0.64944 | 47 | 76.5383 | 41.6507 | 0.6608 | 1.1789 | 2.1732 | 2.1732 | 1.0533 | 0 | 0.34365 | 2.1732 | 54.2454 | 0 | 0 | 0 | 1.1789 | 1.1789 | 1.1199 | 0 | 0 | 0 | 4.5537 | 0 | 0 | 0 | 6 | 100 | 0.19886 | 2.3905 | 0.9431 | 1.7 | 5.7326
2007-03-17 16:00 | 0.36004 | 32.4569 | 81.2836 | 56.6271 | 0.36304 | 0.64766 | 1.3517 | 1.3517 | 0.73644 | 0 | 0.25715 | 1.3517 | 47.9139 | 2.2204e-16 | 0 | 0 | 0.64766 | 0.64766 | 0.61528 | 0 | 0 | 0 | 4.5537 | 0 | 0 | 0 | 6 | 100 | 0.19886 | 1.4869 | 0.51813 | 1.7 | 5.2014
2007-03-17 17:00 | 0.14869 | 17.7553 | 84.5107 | 71.6106 | 0.14877 | 0.26541 | 2.3918 | 2.3918 | 1.7 | 0 | 0.5202 | 2.3918 | 11.0968 | 1.1102e-16 | 0 | 0 | 0.26541 | 0.72818 | 0.69178 | 0 | 0 | 0 | 4.5537 | 0 | 0.46277 | -0.46277 | 5.5122 | 91.8699 | 0.19886 | 2.631 | 0.21233 | 1.7 | 4.8191
2007-03-17 18:00 | 0.045475 | 2.9812 | 87.0747 | 86.5967 | 0.048662 | 0.086813 | 1.0586 | 1.0586 | 0 | 0 | 0 | 1.0586 | 8.2009 | 0 | 2.2204e-16 | 0 | 0.086813 | 1.1143 | 1.0586 | 0 | 0 | 0.51419 | 4.0909 | 0 | 1.0275 | -1.0275 | 4.4291 | 73.819 | 0.19886 | 1.1644 | 0.06945 | 0 | 4.1777
2007-03-17 19:00 | 0 | 0 | 89.4033 | 90 | 0 | 0 | 1.8234 | 1.8234 | 1.7 | 0 | 0.5202 | 1.8234 | 0 | 0 | 0 | 0 | 0 | 0.12988 | 0.12339 | 0 | 0 | 1.6558 | 3.0634 | 0 | 0.12988 | -0.12988 | 4.2922 | 71.5372 | 0.19886 | 2.0057 | 0 | 1.7 | 3.0634
2007-03-17 20:00 | 0 | 0 | 91.8229 | 90 | 0 | 0 | 1.2921 | 1.2921 | 1.7 | 0 | 0.5202 | 1.2921 | 0 | 0 | 0 | 0 | 0 | 0 | 0 | 0.40788 | 0.38748 | 1.8001 | 2.9336 | 0.38748 | 0 | 0.38748 | 4.6598 | 77.6638 | 0.19899 | 1.4213 | 0 | 1.7 | 2.9336
2007-03-17 21:00 | 0 | 0 | 94.7649 | 90 | 0 | 0 | 0.049606 | 0.049606 | 1.5022 | 0 | 0.46621 | 0.049606 | 0 | 0 | 0 | 0 | 0 | 0 | 0 | 1.4526 | 1.38 | 1.4127 | 3.2823 | 1.38 | 0 | 1.38 | 5.969 | 99.4835 | 0.19913 | 0.054567 | 0 | 1.7 | 3.2823
2007-03-17 22:00 | 0 | 0 | 99.1957 | 90 | 0 | 0 | 0.45543 | 0.45543 | 0 | 0 | 0 | 0.45543 | 0 | 0 | 0 | 0 | 0 | 0.47941 | 0.45543 | 0 | 0 | 0.032667 | 4.5243 | 0 | 0.47941 | -0.47941 | 5.4637 | 91.0612 | 0.19913 | 0.50098 | 0 | 0 | 4.5243
2007-03-17 23:00 | 0 | 0 | 108.7213 | 90 | 0 | 0 | 0.32687 | 0.32687 | 0 | 0 | 0 | 0.32687 | 0 | 0 | 5.5511e-17 | 0 | 0 | 0.34407 | 0.32687 | 0 | 0 | 0.56534 | 4.0449 | 0 | 0.34407 | -0.34407 | 5.101 | 85.0165 | 0.19913 | 0.35955 | 0 | 0 | 4.0449
2007-03-18 | 0 | 0 | 154.4631 | 90 | 0 | 0 | 0 | 0 | 0 | 0 | 0 | 0 | 0 | 0 | 0 | 0 | 0 | 0 | 0 | 0 | 0 | 0.94764 | 3.7008 | 0 | 0 | 0 | 5.101 | 85.0165 | 0.19913 | 0 | 0 | 0 | 3.7008
2007-03-18 01:00 | 0 | 0 | -120.4165 | 90 | 0 | 0 | 0 | 0 | 0 | 0 | 0 | 0 | 0 | 0 | 0 | 0 | 0 | 0 | 0 | 0 | 0 | 0.94764 | 3.7008 | 0 | 0 | 0 | 5.101 | 85.0165 | 0.19913 | 0 | 0 | 0 | 3.7008
2007-03-18 02:00 | 0 | 0 | -103.2027 | 90 | 0 | 0 | 0.31959 | 0.31959 | 0 | 0 | 0 | 0.31959 | 0 | 0 | 0 | 0 | 0 | 0.33641 | 0.31959 | 0 | 0 | 0.94764 | 3.7008 | 0 | 0.33641 | -0.33641 | 4.7464 | 79.1064 | 0.19913 | 0.35155 | 0 | 0 | 3.7008
2007-03-18 03:00 | 0 | 0 | -97.0581 | 90 | 0 | 0 | 0.13533 | 0.13533 | 0 | 0 | 0 | 0.13533 | 0 | 0 | 0 | 0 | 0 | 0.14246 | 0.13533 | 0 | 0 | 1.3214 | 3.3644 | 0 | 0.14246 | -0.14246 | 4.5962 | 76.6037 | 0.19913 | 0.14887 | 0 | 0 | 3.3644
2007-03-18 04:00 | 0 | 0 | -93.5175 | 90 | 0 | 0 | 0.090368 | 0.090368 | 0 | 0 | 0 | 0.090368 | 0 | 0 | 0 | 0 | 0 | 0.095124 | 0.090368 | 0 | 0 | 1.4797 | 3.2219 | 0 | 0.095124 | -0.095124 | 4.496 | 74.9325 | 0.19913 | 0.099404 | 0 | 0 | 3.2219
2007-03-18 05:00 | 0 | 0 | -90.8771 | 90 | 0 | 0 | 0.071134 | 0.071134 | 0 | 0 | 0 | 0.071134 | 0 | 0 | 1.3878e-17 | 0 | 0 | 0.074878 | 0.071134 | 0 | 0 | 1.5854 | 3.1268 | 0 | 0.074878 | -0.074878 | 4.417 | 73.6171 | 0.19913 | 0.078247 | 0 | 0 | 3.1268
2007-03-18 06:00 | 0.0078267 | 0 | -88.5281 | 90 | 0 | 0 | 0 | 0 | 0 | 0 | 0 | 0 | 0 | 0 | 0 | 0 | 0 | 0 | 0 | 0 | 0 | 1.6686 | 3.0519 | 0 | 0 | 0 | 4.417 | 73.6171 | 0.19913 | 0 | 0 | 0 | 3.0519
2007-03-18 07:00 | 0.17416 | 11.1913 | -86.118 | 78.3399 | 0.18007 | 0.32124 | 0.63728 | 0.63728 | 0 | 0 | 0 | 0.63728 | 50.4077 | 0 | 0 | 0 | 0.32124 | 0.67082 | 0.63728 | 0 | 0 | 1.6686 | 3.0519 | 0 | 0.34958 | -0.34958 | 4.0485 | 67.4756 | 0.19913 | 0.701 | 0.25699 | 0 | 3.3732
2007-03-18 08:00 | 0.34473 | 25.9425 | -83.2922 | 63.3503 | 0.35005 | 0.6245 | 1.1305 | 1.1305 | 0 | 0 | 0 | 1.1305 | 55.2425 | 0 | 0 | 0 | 0.6245 | 1.19 | 1.1305 | 0 | 0 | 2.057 | 2.7024 | 0 | 0.56547 | -0.56547 | 3.4525 | 57.5414 | 0.19913 | 1.2435 | 0.4996 | 0 | 3.3269
2007-03-18 09:00 | 0.69758 | 40.5917 | -79.463 | 48.3639 | 0.71208 | 1.2703 | 2.2277 | 2.2277 | 1.7 | 0 | 0.5202 | 2.2277 | 57.026 | 0 | 0 | 0 | 1.2703 | 0.55543 | 0.52766 | 0 | 0 | 2.6853 | 2.1369 | 0.71491 | 0 | 0.71491 | 4.1307 | 68.8451 | 0.1993 | 2.4504 | 1.0163 | 1.7 | 3.4072
2007-03-18 10:00 | 0.72158 | 54.999 | -73.2194 | 33.386 | 0.73269 | 1.3071 | 0.43667 | 0.43667 | 1.0668 | 0 | 0.34734 | 0.43667 | 299.3365 | 0 | 0 | 0 | 1.3071 | 0 | 0 | 0.63012 | 0.59862 | 1.9704 | 2.7803 | 1.9057 | 0 | 1.9057 | 5.9387 | 98.9775 | 0.1988 | 0.48034 | 1.0457 | 1.7 | 4.0874
2007-03-18 11:00 | 0.91571 | 68.6574 | -59.7371 | 18.4381 | 0.93161 | 1.662 | 1.5536 | 1.5536 | 0.425 | 0 | 0.17213 | 1.5536 | 106.977 | 0.40932 | 0 | 0 | 1.662 | 1.188 | 1.1286 | 0 | 0 | 0.064671 | 4.4955 | 0.064671 | 0 | 0.064671 | 6 | 100 | 0.19877 | 1.709 | 1.3296 | 1.7 | 6.1575
2007-03-18 12:00 | 0.86926 | 78.4783 | -16.9121 | 3.8865 | 0.88204 | 1.5736 | 0.29556 | 0.29556 | 0 | 0 | 0 | 0.29556 | 532.4023 | 1.2625 | 0 | 0 | 1.5736 | 0.31112 | 0.29556 | 0 | 0 | 0 | 4.5537 | 0 | 0 | 0 | 6 | 100 | 0.19877 | 0.32512 | 1.2589 | 0 | 6.1273
2007-03-18 13:00 | 0.87738 | 73.9719 | 47.0496 | 11.8347 | 0.89105 | 1.5896 | 0 | 0 | 0 | 0 | 0 | 0 | 0 | 1.5896 | 0 | 0 | 1.5896 | 0 | 0 | 0 | 0 | 0 | 4.5537 | 0 | 0 | 0 | 6 | 100 | 0.19877 | 0 | 1.2717 | 0 | 6.1433
2007-03-18 14:00 | 0.85328 | 61.2265 | 68.7184 | 26.7362 | 0.86823 | 1.5489 | 0.10858 | 0.10858 | 0 | 0 | 0 | 0.10858 | 1426.495 | 1.4346 | 0 | 0 | 1.5489 | 0.1143 | 0.10858 | 0 | 0 | 0 | 4.5537 | 0 | 0 | 0 | 6 | 100 | 0.19877 | 0.11944 | 1.2391 | 0 | 6.1026
2007-03-18 15:00 | 0.5062 | 47.0394 | 77.1345 | 41.7059 | 0.50993 | 0.90971 | 2.0377 | 2.0377 | 1.1735 | 0 | 0.37646 | 2.0377 | 44.6438 | 1.1102e-16 | 0 | 0 | 0.90971 | 0.90971 | 0.86422 | 0 | 0 | 0 | 4.5537 | 0 | 0 | 0 | 6 | 100 | 0.19877 | 2.2415 | 0.72777 | 1.7 | 5.4634
2007-03-18 16:00 | 0.24097 | 32.4706 | 81.7673 | 56.6895 | 0.24047 | 0.429 | 0.012762 | 0.012762 | 0 | 0 | 0 | 0.012762 | 3361.38 | 0.41556 | 0 | 0 | 0.429 | 0.013434 | 0.012762 | 0 | 0 | 0 | 4.5537 | 0 | 0 | 0 | 6 | 100 | 0.19877 | 0.014039 | 0.3432 | 0 | 4.9827
2007-03-18 17:00 | 0.14926 | 17.7551 | 84.9395 | 71.678 | 0.14929 | 0.26633 | 2.4844 | 2.4844 | 1.7 | 0 | 0.5202 | 2.4844 | 10.7201 | 1.1102e-16 | 0 | 0 | 0.26633 | 0.82569 | 0.7844 | 0 | 0 | 0 | 4.5537 | 0 | 0.55936 | -0.55936 | 5.4104 | 90.1731 | 0.19877 | 2.7328 | 0.21306 | 1.7 | 4.82
2007-03-18 18:00 | 0.036356 | 2.9735 | 87.4835 | 86.6684 | 0.037326 | 0.06659 | 2.239 | 2.239 | 1.7 | 0 | 0.5202 | 2.239 | 2.9741 | 1.1102e-16 | 0 | 0 | 0.06659 | 0.56738 | 0.53901 | 0 | 0 | 0.62151 | 3.9943 | 0 | 0.50079 | -0.50079 | 4.8825 | 81.3752 | 0.19877 | 2.4629 | 0.053272 | 1.7 | 4.0609
2007-03-18 19:00 | 0 | 0 | 89.8204 | 90 | 0 | 0 | 0 | 0 | 0 | 0 | 0 | 0 | 0 | 0 | 0 | 0 | 0 | 0 | 0 | 0 | 0 | 1.1779 | 3.4935 | 0 | 0 | 0 | 4.8825 | 81.3752 | 0.19877 | 0 | 0 | 0 | 3.4935
2007-03-18 20:00 | 0 | 0 | 92.2796 | 90 | 0 | 0 | 1.1775 | 1.1775 | 0 | 0 | 0 | 1.1775 | 0 | 0 | 2.2204e-16 | 0 | 0 | 1.2395 | 1.1775 | 0 | 0 | 1.1779 | 3.4935 | 0 | 1.2395 | -1.2395 | 3.576 | 59.5994 | 0.19877 | 1.2953 | 0 | 0 | 3.4935
2007-03-18 21:00 | 0 | 0 | 95.3096 | 90 | 0 | 0 | 1.2109 | 1.2109 | 0 | 0 | 0 | 1.2109 | 0 | 0 | 2.2204e-16 | 0 | 0 | 1.2747 | 1.2109 | 0 | 0 | 2.5552 | 2.254 | 0 | 1.2747 | -1.2747 | 2.2324 | 37.2058 | 0.19877 | 1.332 | 0 | 0 | 2.254
2007-03-18 22:00 | 0 | 0 | 99.9275 | 90 | 0 | 0 | 0.18327 | 0.18327 | 0 | 0 | 0 | 0.18327 | 0 | 0 | 2.7756e-17 | 0 | 0 | 0.19292 | 0.18327 | 0 | 0 | 3.9715 | 0.97937 | 0 | 0.19292 | -0.19292 | 2.029 | 33.8165 | 0.19877 | 0.2016 | 0 | 0 | 0.97937
2007-03-18 23:00 | 0 | 0 | 109.9228 | 90 | 0 | 0 | 0 | 0 | 0 | 0 | 0 | 0 | 0 | 0 | 0 | 0 | 0 | 0 | 0 | 0 | 0 | 4.1858 | 0.78645 | 0 | 0 | 0 | 2.029 | 33.8165 | 0.19877 | 0 | 0 | 0 | 0.78645
2007-03-19 | 0 | 0 | 156.157 | 90 | 0 | 0 | 0.67087 | 0.67087 | 0 | 0 | 0 | 0.67087 | 0 | 0 | 1.1102e-16 | 0 | 0 | 0.70618 | 0.67087 | 0 | 0 | 4.1858 | 0.78645 | 0 | 0.70618 | -0.70618 | 1.2846 | 21.4103 | 0.19877 | 0.73795 | 0 | 0 | 0.78645
2007-03-19 01:00 | 0 | 0 | -121.6901 | 90 | 0 | 0 | 0.13875 | 0.13875 | 1.5914 | 0 | 0.49055 | 0.13875 | 0 | 0 | 0 | 0 | 0 | 0 | 0 | 1.4526 | 1.38 | 4.9705 | 0.080278 | 1.38 | 0 | 1.38 | 2.5938 | 43.23 | 0.19898 | 0.15263 | 0 | 1.7 | 0.080278
2007-03-19 02:00 | 0 | 0 | -103.9948 | 90 | 0 | 0 | 0.19203 | 0.19203 | 1.6447 | 0 | 0.50509 | 0.19203 | 0 | 2.2204e-16 | 0 | 0 | 0 | 0 | 0 | 1.4526 | 1.38 | 3.5905 | 1.3223 | 1.38 | 0 | 1.38 | 3.903 | 65.0497 | 0.19923 | 0.21124 | 0 | 1.7 | 1.3223
2007-03-19 03:00 | 0 | 0 | -97.6246 | 90 | 0 | 0 | 0.40747 | 0.40747 | 1.7 | 0 | 0.5202 | 0.40747 | 0 | 0 | 0 | 0 | 0 | 0 | 0 | 1.2925 | 1.2279 | 2.2105 | 2.5643 | 1.2279 | 0 | 1.2279 | 5.0679 | 84.4645 | 0.19961 | 0.44822 | 0 | 1.7 | 2.5643
2007-03-19 04:00 | 0 | 0 | -93.9768 | 90 | 0 | 0 | 0.42155 | 0.42155 | 0 | 0 | 0 | 0.42155 | 0 | 0 | 5.5511e-17 | 0 | 0 | 0.44373 | 0.42155 | 0 | 0 | 0.98255 | 3.6694 | 0 | 0.44373 | -0.44373 | 4.6001 | 76.6689 | 0.19961 | 0.4637 | 0 | 0 | 3.6694
2007-03-19 05:00 | 0 | 0 | -91.284 | 90 | 0 | 0 | 0.23039 | 0.23039 | 0 | 0 | 0 | 0.23039 | 0 | 0 | 0 | 0 | 0 | 0.24251 | 0.23039 | 0 | 0 | 1.4756 | 3.2257 | 0 | 0.24251 | -0.24251 | 4.3445 | 72.4084 | 0.19961 | 0.25343 | 0 | 0 | 3.2257
2007-03-19 06:00 | 0.0072704 | 0 | -88.915 | 90 | 0 | 0 | 0.25698 | 0.25698 | 0 | 0 | 0 | 0.25698 | 0 | 0 | 0 | 0 | 0 | 0.2705 | 0.25698 | 0 | 0 | 1.745 | 2.9831 | 0 | 0.2705 | -0.2705 | 4.0594 | 67.6562 | 0.19961 | 0.28267 | 0 | 0 | 2.9831
2007-03-19 07:00 | 0.21336 | 11.3309 | -86.5102 | 78.2637 | 0.22066 | 0.39366 | 0.53046 | 0.53046 | 0 | 0 | 0 | 0.53046 | 74.2111 | 0 | 0 | 0 | 0.39366 | 0.55837 | 0.53046 | 0 | 0 | 2.0456 | 2.7126 | 0 | 0.16472 | -0.16472 | 3.8858 | 64.7624 | 0.19961 | 0.5835 | 0.31493 | 0 | 3.1063
2007-03-19 08:00 | 0.47548 | 26.0913 | -83.7164 | 63.2703 | 0.48609 | 0.86718 | 1.3212 | 1.3212 | 1.7 | 0 | 0.5202 | 1.3212 | 65.636 | 0 | 0 | 0 | 0.86718 | 0 | 0 | 0.3788 | 0.35986 | 2.2286 | 2.5479 | 1.227 | 0 | 1.227 | 5.0498 | 84.1636 | 0.19993 | 1.4533 | 0.69375 | 1.7 | 3.4151
2007-03-19 09:00 | 0.74238 | 40.7575 | -79.9562 | 48.2791 | 0.75673 | 1.35 | 0.41516 | 0.41516 | 0 | 0 | 0 | 0.41516 | 325.1721 | 0 | 0 | 0 | 1.35 | 0.43702 | 0.41516 | 0 | 0 | 1.0016 | 3.6523 | 0.91298 | 0 | 0.91298 | 5.916 | 98.5991 | 0.19945 | 0.45668 | 1.08 | 0 | 5.0023
2007-03-19 10:00 | 0.85817 | 55.1974 | -73.8448 | 33.2932 | 0.87332 | 1.558 | 1.0804 | 1.0804 | 0 | 0 | 0 | 1.0804 | 144.2027 | 0.33211 | 0 | 0 | 1.558 | 1.1373 | 1.0804 | 0 | 0 | 0.0886 | 4.4739 | 0.0886 | 0 | 0.0886 | 6 | 100 | 0.1994 | 1.1885 | 1.2464 | 0 | 6.032
2007-03-19 11:00 | 1.125 | 68.9278 | -60.5857 | 18.3267 | 1.1447 | 2.0422 | 1.9454 | 1.9454 | 0.56544 | 0 | 0.21047 | 1.9454 | 104.9741 | 0.58958 | 0 | 0 | 2.0422 | 1.4526 | 1.38 | 0 | 0 | 0 | 4.5537 | 0 | 0 | 0 | 6 | 100 | 0.1994 | 2.14 | 1.6338 | 1.7 | 6.5959
2007-03-19 12:00 | 1.0987 | 78.8848 | -17.1461 | 3.6295 | 1.1175 | 1.9936 | 1.5071 | 1.5071 | 0.425 | 0 | 0.17213 | 1.5071 | 132.2793 | 0.85454 | 0 | 0 | 1.9936 | 1.1391 | 1.0821 | 0 | 0 | 0 | 4.5537 | 0 | 0 | 0 | 6 | 100 | 0.1994 | 1.6579 | 1.5949 | 1.7 | 6.5473
2007-03-19 13:00 | 0.92005 | 74.1929 | 48.3052 | 11.8472 | 0.93445 | 1.6671 | 1.1483 | 1.1483 | 0 | 0 | 0 | 1.1483 | 145.1736 | 0.4583 | 0 | 0 | 1.6671 | 1.2088 | 1.1483 | 0 | 0 | 0 | 4.5537 | 0 | 0 | 0 | 6 | 100 | 0.1994 | 1.2632 | 1.3337 | 0 | 6.2208
2007-03-19 14:00 | 0.71551 | 61.313 | 69.5503 | 26.7847 | 0.72385 | 1.2914 | 1.2397 | 1.2397 | 0 | 0 | 0 | 1.2397 | 104.1639 | 0 | 0 | 0 | 1.2914 | 1.305 | 1.2397 | 0 | 0 | 0 | 4.5537 | 0 | 0.013628 | -0.013628 | 5.9856 | 99.7606 | 0.1994 | 1.3637 | 1.0331 | 0 | 5.845
2007-03-19 15:00 | 0.28585 | 47.0746 | 77.7328 | 41.7654 | 0.28483 | 0.50814 | 1.2165 | 1.2165 | 0 | 0 | 0 | 1.2165 | 41.7707 | 0 | 0 | 0 | 0.50814 | 1.2805 | 1.2165 | 0 | 0 | 0.015142 | 4.5401 | 0 | 0.77239 | -0.77239 | 5.1715 | 86.1911 | 0.1994 | 1.3382 | 0.40652 | 0 | 5.0482
2007-03-19 16:00 | 0.36383 | 32.4814 | 82.2521 | 56.755 | 0.36636 | 0.65359 | 1.5636 | 1.5636 | 1.7 | 0 | 0.5202 | 1.5636 | 41.8013 | 0 | 0 | 0 | 0.65359 | 0 | 0 | 0.13643 | 0.12961 | 0.87335 | 3.7677 | 0.7832 | 0 | 0.7832 | 5.9145 | 98.5746 | 0.19959 | 1.7199 | 0.52287 | 1.7 | 4.4213
2007-03-19 17:00 | 0.15642 | 17.7529 | 85.3691 | 71.7476 | 0.15652 | 0.27923 | 0.58161 | 0.58161 | 0 | 0 | 0 | 0.58161 | 48.0102 | 0 | 0 | 0 | 0.27923 | 0.61223 | 0.58161 | 0 | 0 | 0.090153 | 4.4726 | 0 | 0.33299 | -0.33299 | 5.5635 | 92.7245 | 0.19959 | 0.63978 | 0.22339 | 0 | 4.7518
2007-03-19 18:00 | 0.029783 | 2.9646 | 87.8931 | 86.7415 | 0.029999 | 0.053519 | 1.856 | 1.856 | 1.7 | 0 | 0.5202 | 1.856 | 2.8835 | 2.7756e-17 | 0 | 0 | 0.053519 | 0.16422 | 0.15601 | 0 | 0 | 0.46014 | 4.1396 | 0 | 0.1107 | -0.1107 | 5.4468 | 90.7797 | 0.19959 | 2.0416 | 0.042815 | 1.7 | 4.1931
2007-03-19 19:00 | 0 | 0 | 90.2382 | 90 | 0 | 0 | 1.231 | 1.231 | 0 | 0 | 0 | 1.231 | 0 | 0 | 2.2204e-16 | 0 | 0 | 1.2958 | 1.231 | 0 | 0 | 0.58314 | 4.0289 | 0 | 1.2958 | -1.2958 | 4.0809 | 68.0154 | 0.19959 | 1.3541 | 0 | 0 | 4.0289
2007-03-19 20:00 | 0 | 0 | 92.7373 | 90 | 0 | 0 | 1.5048 | 1.5048 | 1.7 | 0 | 0.5202 | 1.5048 | 0 | 0 | 0 | 0 | 0 | 0 | 0 | 0.19524 | 0.18548 | 2.0229 | 2.7331 | 0.18548 | 0 | 0.18548 | 4.2569 | 70.9481 | 0.19965 | 1.6552 | 0 | 1.7 | 2.7331
2007-03-19 21:00 | 0 | 0 | 95.8553 | 90 | 0 | 0 | 1.6164 | 1.6164 | 1.7 | 0 | 0.5202 | 1.6164 | 0 | 0 | 0 | 0 | 0 | 0 | 0 | 0.083551 | 0.079374 | 1.8374 | 2.9 | 0.079374 | 0 | 0.079374 | 4.3322 | 72.2031 | 0.19968 | 1.7781 | 0 | 1.7 | 2.9
2007-03-19 22:00 | 0 | 0 | 100.6601 | 90 | 0 | 0 | 0.038642 | 0.038642 | 1.4913 | 0 | 0.46322 | 0.038642 | 0 | 2.2204e-16 | 0 | 0 | 0 | 0 | 0 | 1.4526 | 1.38 | 1.758 | 2.9715 | 1.38 | 0 | 1.38 | 5.6414 | 94.0228 | 0.1998 | 0.042506 | 0 | 1.7 | 2.9715
2007-03-19 23:00 | 0 | 0 | 111.1178 | 90 | 0 | 0 | 0.096355 | 0.096355 | 0 | 0 | 0 | 0.096355 | 0 | 0 | 1.3878e-17 | 0 | 0 | 0.10143 | 0.096355 | 0 | 0 | 0.37803 | 4.2135 | 0 | 0.10143 | -0.10143 | 5.5345 | 92.2409 | 0.1998 | 0.10599 | 0 | 0 | 4.2135
2007-03-20 | 0 | 0 | 157.7233 | 90 | 0 | 0 | 0.033206 | 0.033206 | 0 | 0 | 0 | 0.033206 | 0 | 0 | 6.9389e-18 | 0 | 0 | 0.034954 | 0.033206 | 0 | 0 | 0.49073 | 4.112 | 0 | 0.034954 | -0.034954 | 5.4976 | 91.6268 | 0.1998 | 0.036527 | 0 | 0 | 4.112
2007-03-20 01:00 | 0 | 0 | -122.9134 | 90 | 0 | 0 | 0.61729 | 0.61729 | 0 | 0 | 0 | 0.61729 | 0 | 0 | 1.1102e-16 | 0 | 0 | 0.64978 | 0.61729 | 0 | 0 | 0.52957 | 4.0771 | 0 | 0.64978 | -0.64978 | 4.8127 | 80.2114 | 0.1998 | 0.67902 | 0 | 0 | 4.0771
2007-03-20 02:00 | 0 | 0 | -104.7774 | 90 | 0 | 0 | 0.46048 | 0.46048 | 0 | 0 | 0 | 0.46048 | 0 | 0 | 5.5511e-17 | 0 | 0 | 0.48472 | 0.46048 | 0 | 0 | 1.2515 | 3.4273 | 0 | 0.48472 | -0.48472 | 4.3018 | 71.6958 | 0.1998 | 0.50653 | 0 | 0 | 3.4273
2007-03-20 03:00 | 0 | 0 | -98.188 | 90 | 0 | 0 | 0.12366 | 0.12366 | 0 | 0 | 0 | 0.12366 | 0 | 0 | 1.3878e-17 | 0 | 0 | 0.13016 | 0.12366 | 0 | 0 | 1.7901 | 2.9426 | 0 | 0.13016 | -0.13016 | 4.1646 | 69.4091 | 0.1998 | 0.13602 | 0 | 0 | 2.9426
2007-03-20 04:00 | 0 | 0 | -94.435 | 90 | 0 | 0 | 0.35593 | 0.35593 | 0 | 0 | 0 | 0.35593 | 0 | 0 | 5.5511e-17 | 0 | 0 | 0.37467 | 0.35593 | 0 | 0 | 1.9347 | 2.8124 | 0 | 0.37467 | -0.37467 | 3.7696 | 62.8269 | 0.1998 | 0.39153 | 0 | 0 | 2.8124
2007-03-20 05:00 | 0 | 0 | -91.6906 | 90 | 0 | 0 | 0.51546 | 0.51546 | 0 | 0 | 0 | 0.51546 | 0 | 0 | 1.1102e-16 | 0 | 0 | 0.54259 | 0.51546 | 0 | 0 | 2.351 | 2.4378 | 0 | 0.54259 | -0.54259 | 3.1977 | 53.2946 | 0.1998 | 0.567 | 0 | 0 | 2.4378
2007-03-20 06:00 | 0.0093902 | 0 | -89.3021 | 90 | 0 | 0 | 0.11241 | 0.11241 | 0 | 0 | 0 | 0.11241 | 0 | 0 | 1.3878e-17 | 0 | 0 | 0.11833 | 0.11241 | 0 | 0 | 2.9539 | 1.8952 | 0 | 0.11833 | -0.11833 | 3.073 | 51.2157 | 0.1998 | 0.12366 | 0 | 0 | 1.8952
2007-03-20 07:00 | 0.20964 | 11.471 | -86.903 | 78.187 | 0.21561 | 0.38465 | 0 | 0 | 0 | 0 | 0 | 0 | 0 | 0 | 0 | 0 | 0.38465 | 0 | 0 | 0 | 0 | 3.0854 | 1.7768 | 0.38465 | 0 | 0.38465 | 3.4379 | 57.2975 | 0.1996 | 0 | 0.30772 | 0 | 2.1615
2007-03-20 08:00 | 0.4645 | 26.24 | -84.1418 | 63.1907 | 0.47366 | 0.845 | 0.86975 | 0.86975 | 0 | 0 | 0 | 0.86975 | 97.1543 | 0 | 0 | 0 | 0.845 | 0.91553 | 0.86975 | 0 | 0 | 2.7007 | 2.123 | 0 | 0.070527 | -0.070527 | 3.3635 | 56.0585 | 0.1996 | 0.95673 | 0.676 | 0 | 2.968
2007-03-20 09:00 | 0.7639 | 40.9224 | -80.4521 | 48.1956 | 0.77746 | 1.387 | 0 | 0 | 0 | 0 | 0 | 0 | 0 | 0 | 0 | 0 | 1.387 | 0 | 0 | 0 | 0 | 2.7791 | 2.0525 | 1.387 | 0 | 1.387 | 4.6793 | 77.9887 | 0.19888 | 0 | 1.1096 | 0 | 3.4395
2007-03-20 10:00 | 0.94406 | 55.3937 | -74.4766 | 33.2036 | 0.95984 | 1.7124 | 0 | 0 | 0 | 0 | 0 | 0 | 0 | 0.32023 | 0 | 0 | 1.7124 | 0 | 0 | 0 | 0 | 1.3921 | 3.3008 | 1.3921 | 0 | 1.3921 | 6 | 100 | 0.19816 | 0 | 1.3699 | 0 | 5.0131
2007-03-20 11:00 | 0.96704 | 69.1951 | -61.455 | 18.2224 | 0.98236 | 1.7525 | 0 | 0 | 0 | 0 | 0 | 0 | 0 | 1.7525 | 0 | 0 | 1.7525 | 0 | 0 | 0 | 0 | 0 | 4.5537 | 0 | 0 | 0 | 6 | 100 | 0.19816 | 0 | 1.402 | 0 | 6.3062
2007-03-20 12:00 | 1.1291 | 79.292 | -17.3929 | 3.4011 | 1.1472 | 2.0467 | 0 | 0 | 0 | 0 | 0 | 0 | 0 | 2.0467 | 0 | 0 | 2.0467 | 0 | 0 | 0 | 0 | 0 | 4.5537 | 0 | 0 | 0 | 6 | 100 | 0.19816 | 0 | 1.6373 | 0 | 6.6004
2007-03-20 13:00 | 1.0282 | 74.406 | 49.5989 | 11.8747 | 1.0446 | 1.8635 | 3.1116 | 3.08 | 1.7 | 0 | 0.5202 | 3.08 | 60.5048 | 0.41092 | 0.031553 | 0.34271 | 1.8635 | 1.4526 | 1.38 | 0 | 0 | 0 | 4.5537 | 0 | 0 | 0 | 6 | 100 | 0.19816 | 3.4227 | 1.4908 | 1.7 | 6.4172
2007-03-20 14:00 | 0.89152 | 61.3935 | 70.3885 | 26.8399 | 0.90566 | 1.6157 | 0.77514 | 0.77514 | 0 | 0 | 0 | 0.77514 | 208.4392 | 0.79976 | 0 | 0 | 1.6157 | 0.81594 | 0.77514 | 0 | 0 | 0 | 4.5537 | 0 | 0 | 0 | 6 | 100 | 0.19816 | 0.85265 | 1.2926 | 0 | 6.1694
2007-03-20 15:00 | 0.73621 | 47.1058 | 78.333 | 41.8292 | 0.7483 | 1.335 | 0.55378 | 0.55378 | 0 | 0 | 0 | 0.55378 | 241.0627 | 0.75203 | 0 | 0 | 1.335 | 0.58293 | 0.55378 | 0 | 0 | 0 | 4.5537 | 0 | 0 | 0 | 6 | 100 | 0.19816 | 0.60916 | 1.068 | 0 | 5.8887
2007-03-20 16:00 | 0.48352 | 32.4894 | 82.7379 | 56.8233 | 0.49106 | 0.87605 | 1.3273 | 1.3273 | 0.49506 | 0 | 0.19125 | 1.3273 | 66.0024 | 1.1102e-16 | 0 | 0 | 0.87605 | 0.87605 | 0.83225 | 0 | 0 | 0 | 4.5537 | 0 | 0 | 0 | 6 | 100 | 0.19816 | 1.46 | 0.70084 | 1.7 | 5.4297
2007-03-20 17:00 | 0.21073 | 17.7488 | 85.7994 | 71.8192 | 0.21262 | 0.37931 | 0.65999 | 0.65999 | 0 | 0 | 0 | 0.65999 | 57.472 | 0 | 0 | 0 | 0.37931 | 0.69473 | 0.65999 | 0 | 0 | 0 | 4.5537 | 0 | 0.31542 | -0.31542 | 5.6675 | 94.4587 | 0.19816 | 0.72599 | 0.30345 | 0 | 4.933
2007-03-20 18:00 | 0.035045 | 2.9546 | 88.3033 | 86.8157 | 0.035526 | 0.063379 | 0.10826 | 0.10826 | 0 | 0 | 0 | 0.10826 | 58.5445 | 0 | 1.3878e-17 | 0 | 0.063379 | 0.11395 | 0.10826 | 0 | 0 | 0.35046 | 4.2383 | 0 | 0.050576 | -0.050576 | 5.6142 | 93.5702 | 0.19816 | 0.11908 | 0.050703 | 0 | 4.3017
2007-03-20 19:00 | 0 | 0 | 90.6568 | 90 | 0 | 0 | 2.6195 | 2.6195 | 1.7 | 0 | 0.5202 | 2.6195 | 0 | 0 | 0 | 0 | 0 | 0.96788 | 0.91949 | 0 | 0 | 0.40666 | 4.1877 | 0 | 0.96788 | -0.96788 | 4.594 | 76.5662 | 0.19816 | 2.8814 | 0 | 1.7 | 4.1877
2007-03-20 20:00 | 0 | 0 | 93.1958 | 90 | 0 | 0 | 2.0199 | 2.0199 | 1.7 | 0 | 0.5202 | 2.0199 | 0 | 0 | 0 | 0 | 0 | 0.33679 | 0.31995 | 0 | 0 | 1.4821 | 3.2198 | 0 | 0.33679 | -0.33679 | 4.239 | 70.6495 | 0.19816 | 2.2219 | 0 | 1.7 | 3.2198
2007-03-20 21:00 | 0 | 0 | 96.4018 | 90 | 0 | 0 | 0.2487 | 0.2487 | 1.7 | 0 | 0.5202 | 0.2487 | 0 | 0 | 0 | 0 | 0 | 0 | 0 | 1.4513 | 1.3787 | 1.8563 | 2.883 | 1.3787 | 0 | 1.3787 | 5.547 | 92.4492 | 0.19845 | 0.27357 | 0 | 1.7 | 2.883
2007-03-20 22:00 | 0 | 0 | 101.393 | 90 | 0 | 0 | 0.34132 | 0.34132 | 0 | 0 | 0 | 0.34132 | 0 | 0 | 0 | 0 | 0 | 0.35929 | 0.34132 | 0 | 0 | 0.47756 | 4.1239 | 0 | 0.35929 | -0.35929 | 5.1682 | 86.1372 | 0.19845 | 0.37545 | 0 | 0 | 4.1239
2007-03-20 23:00 | 0 | 0 | 112.305 | 90 | 0 | 0 | 0.22095 | 0.22095 | 0 | 0 | 0 | 0.22095 | 0 | 0 | 2.7756e-17 | 0 | 0 | 0.23258 | 0.22095 | 0 | 0 | 0.87676 | 3.7646 | 0 | 0.23258 | -0.23258 | 4.9231 | 82.0512 | 0.19845 | 0.24304 | 0 | 0 | 3.7646
2007-03-21 | 0 | 0 | 159.1739 | 90 | 0 | 0 | 0.18903 | 0.18903 | 0 | 0 | 0 | 0.18903 | 0 | 0 | 2.7756e-17 | 0 | 0 | 0.19898 | 0.18903 | 0 | 0 | 1.1352 | 3.532 | 0 | 0.19898 | -0.19898 | 4.7133 | 78.5555 | 0.19845 | 0.20793 | 0 | 0 | 3.532
2007-03-21 01:00 | 0 | 0 | -124.0878 | 90 | 0 | 0 | 0.066647 | 0.066647 | 0 | 0 | 0 | 0.066647 | 0 | 0 | 0 | 0 | 0 | 0.070154 | 0.066647 | 0 | 0 | 1.3563 | 3.333 | 0 | 0.070154 | -0.070154 | 4.6394 | 77.323 | 0.19845 | 0.073311 | 0 | 0 | 3.333
2007-03-21 02:00 | 0 | 0 | -105.5503 | 90 | 0 | 0 | 0.25354 | 0.25354 | 0 | 0 | 0 | 0.25354 | 0 | 0 | 0 | 0 | 0 | 0.26689 | 0.25354 | 0 | 0 | 1.4342 | 3.2629 | 0 | 0.26689 | -0.26689 | 4.3581 | 72.6343 | 0.19845 | 0.2789 | 0 | 0 | 3.2629
2007-03-21 03:00 | 0 | 0 | -98.7483 | 90 | 0 | 0 | 0.2465 | 0.2465 | 0 | 0 | 0 | 0.2465 | 0 | 0 | 2.7756e-17 | 0 | 0 | 0.25947 | 0.2465 | 0 | 0 | 1.7308 | 2.996 | 0 | 0.25947 | -0.25947 | 4.0846 | 68.0758 | 0.19845 | 0.27115 | 0 | 0 | 2.996
2007-03-21 04:00 | 0 | 0 | -94.8919 | 90 | 0 | 0 | 0.11391 | 0.11391 | 0 | 0 | 0 | 0.11391 | 0 | 0 | 1.3878e-17 | 0 | 0 | 0.11991 | 0.11391 | 0 | 0 | 2.0191 | 2.7365 | 0 | 0.11991 | -0.11991 | 3.9582 | 65.9693 | 0.19845 | 0.1253 | 0 | 0 | 2.7365
2007-03-21 05:00 | 0 | 0 | -92.0968 | 90 | 0 | 0 | 0.35986 | 0.35986 | 0 | 0 | 0 | 0.35986 | 0 | 0 | 5.5511e-17 | 0 | 0 | 0.3788 | 0.35986 | 0 | 0 | 2.1523 | 2.6166 | 0 | 0.3788 | -0.3788 | 3.5589 | 59.3144 | 0.19845 | 0.39585 | 0 | 0 | 2.6166
2007-03-21 06:00 | 0.0090147 | 0 | -89.6893 | 90 | 0 | 0 | 0.15548 | 0.15548 | 0 | 0 | 0 | 0.15548 | 0 | 0 | 2.7756e-17 | 0 | 0 | 0.16366 | 0.15548 | 0 | 0 | 2.5732 | 2.2378 | 0 | 0.16366 | -0.16366 | 3.3864 | 56.4391 | 0.19845 | 0.17103 | 0 | 0 | 2.2378
2007-03-21 07:00 | 0.18826 | 11.6117 | -87.2964 | 78.1099 | 0.19217 | 0.34284 | 0.48254 | 0.48254 | 0 | 0 | 0 | 0.48254 | 71.0484 | 0 | 1.1102e-16 | 0 | 0.34284 | 0.50793 | 0.48254 | 0 | 0 | 2.755 | 2.0742 | 0 | 0.1651 | -0.1651 | 3.2123 | 53.5386 | 0.19845 | 0.53079 | 0.27427 | 0 | 2.417
2007-03-21 08:00 | 0.49512 | 26.3885 | -84.5686 | 63.1115 | 0.50381 | 0.8988 | 1.2492 | 1.2492 | 0 | 0 | 0 | 1.2492 | 71.95 | 0 | 0 | 0 | 0.8988 | 1.315 | 1.2492 | 0 | 0 | 2.9385 | 1.9091 | 0 | 0.41615 | -0.41615 | 2.7737 | 46.2277 | 0.19845 | 1.3741 | 0.71904 | 0 | 2.8079
2007-03-21 09:00 | 0.70624 | 41.0861 | -80.9507 | 48.1137 | 0.71748 | 1.28 | 0.72945 | 0.72945 | 0 | 0 | 0 | 0.72945 | 175.474 | 0 | 0 | 0 | 1.28 | 0.76784 | 0.72945 | 0 | 0 | 3.4009 | 1.4929 | 0.51215 | 0 | 0.51215 | 3.2595 | 54.3255 | 0.19819 | 0.80239 | 1.024 | 0 | 2.7729
2007-03-21 10:00 | 0.93802 | 55.5878 | -75.1148 | 33.1172 | 0.95246 | 1.6992 | 1.4564 | 1.4564 | 1.7 | 0 | 0.5202 | 1.4564 | 116.6695 | 0 | 0 | 0 | 1.6992 | 0 | 0 | 0.24359 | 0.23141 | 2.8887 | 1.9538 | 1.9306 | 0 | 1.9306 | 5.0911 | 84.8508 | 0.1982 | 1.6021 | 1.3594 | 1.7 | 3.653
2007-03-21 11:00 | 0.98102 | 69.459 | -62.3452 | 18.1256 | 0.99556 | 1.7761 | 0.84808 | 0.84808 | 0 | 0 | 0 | 0.84808 | 209.424 | 0 | 0 | 0 | 1.7761 | 0.89272 | 0.84808 | 0 | 0 | 0.95812 | 3.6914 | 0.88337 | 0 | 0.88337 | 5.9291 | 98.8181 | 0.19775 | 0.93289 | 1.4209 | 0 | 5.4675
2007-03-21 12:00 | 0.92086 | 79.6995 | -17.6544 | 3.2079 | 0.93301 | 1.6645 | 2.8455 | 2.8455 | 1.4655 | 0 | 0.45618 | 2.8455 | 58.4953 | 0.1371 | 0 | 0.050049 | 1.6645 | 1.4526 | 1.38 | 0 | 0 | 0.074752 | 4.4864 | 0.074752 | 0 | 0.074752 | 6 | 100 | 0.19772 | 3.13 | 1.3316 | 1.7 | 6.1509
2007-03-21 13:00 | 1.091 | 74.6108 | 50.9302 | 11.917 | 1.1073 | 1.9755 | 0.41272 | 0.41272 | 0 | 0 | 0 | 0.41272 | 478.6584 | 1.5411 | 0 | 0 | 1.9755 | 0.43444 | 0.41272 | 0 | 0 | 0 | 4.5537 | 0 | 0 | 0 | 6 | 100 | 0.19772 | 0.45399 | 1.5804 | 0 | 6.5292
2007-03-21 14:00 | 0.9868 | 61.4681 | 71.2323 | 26.9018 | 1.0018 | 1.7872 | 1.4437 | 1.4437 | 0.425 | 0 | 0.17213 | 1.4437 | 123.7994 | 0.71497 | 0 | 0 | 1.7872 | 1.0723 | 1.0187 | 0 | 0 | 0 | 4.5537 | 0 | 0 | 0 | 6 | 100 | 0.19772 | 1.588 | 1.4298 | 1.7 | 6.3409
2007-03-21 15:00 | 0.70754 | 47.1331 | 78.9347 | 41.8971 | 0.71776 | 1.2805 | 1.7799 | 1.7799 | 0.56347 | 0 | 0.20993 | 1.7799 | 71.9399 | 0 | 0 | 0 | 1.2805 | 1.2805 | 1.2165 | 0 | 0 | 0 | 4.5537 | 0 | 0 | 0 | 6 | 100 | 0.19772 | 1.9579 | 1.0244 | 1.7 | 5.8342
2007-03-21 16:00 | 0.52832 | 32.4947 | 83.2243 | 56.8945 | 0.53664 | 0.95736 | 1.5502 | 1.5502 | 0.64073 | 0 | 0.23102 | 1.5502 | 61.7562 | 1.1102e-16 | 0 | 0 | 0.95736 | 0.95736 | 0.90949 | 0 | 0 | 0 | 4.5537 | 0 | 0 | 0 | 6 | 100 | 0.19772 | 1.7052 | 0.76589 | 1.7 | 5.5111
2007-03-21 17:00 | 0.32161 | 17.7428 | 86.2301 | 71.8927 | 0.32789 | 0.58496 | 2.0093 | 2.0093 | 1.4536 | 0 | 0.45292 | 2.0093 | 29.1128 | 0 | 0 | 0 | 0.58496 | 0.58496 | 0.55571 | 0 | 0 | 0 | 4.5537 | 0 | 0 | 0 | 6 | 100 | 0.19772 | 2.2102 | 0.46797 | 1.7 | 5.1386
2007-03-21 18:00 | 0.040469 | 2.9435 | 88.7141 | 86.8912 | 0.041203 | 0.073507 | 1.544 | 1.544 | 1.4741 | 0 | 0.45854 | 1.544 | 4.7609 | 4.1633e-17 | 0 | 0 | 0.073507 | 0.073507 | 0.069832 | 0 | 0 | 0 | 4.5537 | 0 | 0 | 0 | 6 | 100 | 0.19772 | 1.6984 | 0.058806 | 1.7 | 4.6272
2007-03-21 19:00 | 0 | 0 | 91.0759 | 90 | 0 | 0 | 4.0456 | 3.08 | 1.7 | 0 | 0.5202 | 3.08 | 0 | 0 | 0.96556 | 1.3701 | 0 | 1.4526 | 1.38 | 0 | 0 | 0 | 4.5537 | 0 | 1.4526 | -1.4526 | 4.4688 | 74.4799 | 0.19772 | 4.4501 | 0 | 1.7 | 4.5537
2007-03-21 20:00 | 0 | 0 | 93.6549 | 90 | 0 | 0 | 3.1396 | 3.08 | 1.7 | 0 | 0.5202 | 3.08 | 0 | 0 | 0.059647 | 0.37361 | 0 | 1.4526 | 1.38 | 0 | 0 | 1.614 | 3.1011 | 0 | 1.4526 | -1.4526 | 2.9376 | 48.9598 | 0.19772 | 3.4536 | 0 | 1.7 | 3.1011
2007-03-21 21:00 | 0 | 0 | 96.949 | 90 | 0 | 0 | 1.7277 | 1.7277 | 1.7 | 0 | 0.5202 | 1.7277 | 0 | 0 | 0 | 0 | 0 | 0.029207 | 0.027747 | 0 | 0 | 3.2281 | 1.6484 | 0 | 0.029207 | -0.029207 | 2.9068 | 48.4467 | 0.19772 | 1.9005 | 0 | 1.7 | 1.6484
2007-03-21 22:00 | 0 | 0 | 102.1259 | 90 | 0 | 0 | 0.41928 | 0.41928 | 1.7 | 0 | 0.5202 | 0.41928 | 0 | 0 | 0 | 0 | 0 | 0 | 0 | 1.2807 | 1.2167 | 3.2605 | 1.6192 | 1.2167 | 0 | 1.2167 | 4.0611 | 67.6842 | 0.19809 | 0.4612 | 0 | 1.7 | 1.6192
2007-03-21 23:00 | 0 | 0 | 113.4835 | 90 | 0 | 0 | 0.2491 | 0.2491 | 1.7 | 0 | 0.5202 | 0.2491 | 0 | 0 | 0 | 0 | 0 | 0 | 0 | 1.4509 | 1.3784 | 2.0438 | 2.7142 | 1.3784 | 0 | 1.3784 | 5.3687 | 89.4779 | 0.19838 | 0.27401 | 0 | 1.7 | 2.7142
2007-03-22 | 0 | 0 | 160.5194 | 90 | 0 | 0 | 0.42954 | 0.42954 | 0 | 0 | 0 | 0.42954 | 0 | 0 | 5.5511e-17 | 0 | 0 | 0.45215 | 0.42954 | 0 | 0 | 0.66548 | 3.9548 | 0 | 0.45215 | -0.45215 | 4.8921 | 81.5344 | 0.19838 | 0.4725 | 0 | 0 | 3.9548
2007-03-22 01:00 | 0 | 0 | -125.2149 | 90 | 0 | 0 | 0.14651 | 0.14651 | 0 | 0 | 0 | 0.14651 | 0 | 0 | 0 | 0 | 0 | 0.15422 | 0.14651 | 0 | 0 | 1.1679 | 3.5026 | 0 | 0.15422 | -0.15422 | 4.7295 | 78.825 | 0.19838 | 0.16116 | 0 | 0 | 3.5026
2007-03-22 02:00 | 0 | 0 | -106.3131 | 90 | 0 | 0 | 0.27842 | 0.27842 | 0 | 0 | 0 | 0.27842 | 0 | 0 | 0 | 0 | 0 | 0.29307 | 0.27842 | 0 | 0 | 1.3392 | 3.3484 | 0 | 0.29307 | -0.29307 | 4.4206 | 73.6763 | 0.19838 | 0.30626 | 0 | 0 | 3.3484
2007-03-22 03:00 | 0 | 0 | -99.3052 | 90 | 0 | 0 | 0.34478 | 0.34478 | 0 | 0 | 0 | 0.34478 | 0 | 0 | 5.5511e-17 | 0 | 0 | 0.36293 | 0.34478 | 0 | 0 | 1.6649 | 3.0553 | 0 | 0.36293 | -0.36293 | 4.038 | 67.3003 | 0.19838 | 0.37926 | 0 | 0 | 3.0553
2007-03-22 04:00 | 0 | 0 | -95.3474 | 90 | 0 | 0 | 0.089866 | 0.089866 | 0 | 0 | 0 | 0.089866 | 0 | 0 | 1.3878e-17 | 0 | 0 | 0.094596 | 0.089866 | 0 | 0 | 2.0681 | 2.6924 | 0 | 0.094596 | -0.094596 | 3.9383 | 65.6384 | 0.19838 | 0.098852 | 0 | 0 | 2.6924
2007-03-22 05:00 | 0 | 0 | -92.5024 | 90 | 0 | 0 | 0.23041 | 0.23041 | 0 | 0 | 0 | 0.23041 | 0 | 0 | 0 | 0 | 0 | 0.24254 | 0.23041 | 0 | 0 | 2.1732 | 2.5978 | 0 | 0.24254 | -0.24254 | 3.6827 | 61.3774 | 0.19838 | 0.25346 | 0 | 0 | 2.5978
2007-03-22 06:00 | 0.0095179 | 0 | -90.0764 | 90 | 0 | 0 | 0.039903 | 0.039903 | 0 | 0 | 0 | 0.039903 | 0 | 0 | 6.9389e-18 | 0 | 0 | 0.042003 | 0.039903 | 0 | 0 | 2.4427 | 2.3552 | 0 | 0.042003 | -0.042003 | 3.6384 | 60.6395 | 0.19838 | 0.043893 | 0 | 0 | 2.3552
2007-03-22 07:00 | 0.15121 | 11.7527 | -87.6904 | 78.0325 | 0.15254 | 0.27212 | 0.65501 | 0.65501 | 0 | 0 | 0 | 0.65501 | 41.5449 | 0 | 0 | 0 | 0.27212 | 0.68948 | 0.65501 | 0 | 0 | 2.4894 | 2.3132 | 0 | 0.41736 | -0.41736 | 3.1984 | 53.3072 | 0.19838 | 0.72051 | 0.2177 | 0 | 2.5854
2007-03-22 08:00 | 0.41566 | 26.5366 | -84.9965 | 63.0329 | 0.42118 | 0.75139 | 1.4229 | 1.4229 | 1.7 | 0 | 0.5202 | 1.4229 | 52.8053 | 0 | 0 | 0 | 0.75139 | 0 | 0 | 0.27706 | 0.26321 | 2.9531 | 1.8959 | 1.0146 | 0 | 1.0146 | 4.161 | 69.3494 | 0.19863 | 1.5652 | 0.60111 | 1.7 | 2.6473
2007-03-22 09:00 | 0.57247 | 41.2486 | -81.4518 | 48.0335 | 0.57878 | 1.0325 | 1.6333 | 1.6333 | 1.7 | 0 | 0.5202 | 1.6333 | 63.2177 | 0 | 0 | 0 | 1.0325 | 0 | 0 | 0.066689 | 0.063355 | 1.9385 | 2.809 | 1.0959 | 0 | 1.0959 | 5.2006 | 86.677 | 0.19888 | 1.7966 | 0.82603 | 1.7 | 3.8416
2007-03-22 10:00 | 0.67413 | 55.7794 | -75.7592 | 33.0343 | 0.68026 | 1.2136 | 0.31624 | 0.31624 | 0 | 0 | 0 | 0.31624 | 383.7523 | 0.038078 | 0 | 0 | 1.2136 | 0.33289 | 0.31624 | 0 | 0 | 0.84262 | 3.7953 | 0.84262 | 0 | 0.84262 | 6 | 100 | 0.19846 | 0.34787 | 0.97087 | 0 | 5.0089
2007-03-22 11:00 | 0.67273 | 69.7191 | -63.2568 | 18.0363 | 0.67638 | 1.2067 | 0.81841 | 0.81841 | 0 | 0 | 0 | 0.81841 | 147.4393 | 0.34517 | 0 | 0 | 1.2067 | 0.86148 | 0.81841 | 0 | 0 | 0 | 4.5537 | 0 | 0 | 0 | 6 | 100 | 0.19846 | 0.90025 | 0.96532 | 0 | 5.7603
2007-03-22 12:00 | 0.28991 | 80.1073 | -17.9327 | 3.057 | 0.28862 | 0.5149 | 1.6214 | 1.6214 | 1.1322 | 0 | 0.3652 | 1.6214 | 31.757 | 1.1102e-16 | 0 | 0 | 0.5149 | 0.5149 | 0.48916 | 0 | 0 | 0 | 4.5537 | 0 | 0 | 0 | 6 | 100 | 0.19846 | 1.7835 | 0.41192 | 1.7 | 5.0686
2007-03-22 13:00 | 0.74388 | 74.8069 | 52.2987 | 11.9739 | 0.74939 | 1.3369 | 0 | 0 | 0 | 0 | 0 | 0 | 0 | 1.3369 | 0 | 0 | 1.3369 | 0 | 0 | 0 | 0 | 0 | 4.5537 | 0 | 0 | 0 | 6 | 100 | 0.19846 | 0 | 1.0695 | 0 | 5.8906
2007-03-22 14:00 | 0.5545 | 61.5367 | 72.081 | 26.9702 | 0.55571 | 0.99139 | 0.78894 | 0.78894 | 0 | 0 | 0 | 0.78894 | 125.6609 | 0.16093 | 0 | 0 | 0.99139 | 0.83047 | 0.78894 | 0 | 0 | 0 | 4.5537 | 0 | 0 | 0 | 6 | 100 | 0.19846 | 0.86784 | 0.79311 | 0 | 5.5451
2007-03-22 15:00 | 0.54252 | 47.1564 | 79.5376 | 41.9691 | 0.54602 | 0.97411 | 0.2163 | 0.2163 | 0 | 0 | 0 | 0.2163 | 450.3537 | 0.74643 | 0 | 0 | 0.97411 | 0.22768 | 0.2163 | 0 | 0 | 0 | 4.5537 | 0 | 0 | 0 | 6 | 100 | 0.19846 | 0.23793 | 0.77929 | 0 | 5.5278
2007-03-22 16:00 | 0.29929 | 32.4972 | 83.7113 | 56.9685 | 0.29926 | 0.53388 | 0 | 0 | 0 | 0 | 0 | 0 | 0 | 0.53388 | 0 | 0 | 0.53388 | 0 | 0 | 0 | 0 | 0 | 4.5537 | 0 | 0 | 0 | 6 | 100 | 0.19846 | 0 | 0.4271 | 0 | 5.0876
2007-03-22 17:00 | 0.18058 | 17.7351 | 86.6613 | 71.968 | 0.18086 | 0.32265 | 0.56824 | 0.56824 | 0 | 0 | 0 | 0.56824 | 56.7804 | 0 | 0 | 0 | 0.32265 | 0.59815 | 0.56824 | 0 | 0 | 0 | 4.5537 | 0 | 0.2755 | -0.2755 | 5.7096 | 95.16 | 0.19846 | 0.62507 | 0.25812 | 0 | 4.8763
2007-03-22 18:00 | 0.048181 | 2.9314 | 89.1252 | 86.9676 | 0.049133 | 0.087653 | 1.5976 | 1.5976 | 1.7 | 0 | 0.5202 | 1.5976 | 5.4865 | 0 | 0 | 0 | 0.087653 | 0 | 0 | 0.10239 | 0.097273 | 0.30611 | 4.2782 | 0.18493 | 0 | 0.18493 | 5.885 | 98.0839 | 0.19851 | 1.7574 | 0.070123 | 1.7 | 4.3658
2007-03-22 19:00 | 0 | 0 | 91.4955 | 90 | 0 | 0 | 0.82593 | 0.82593 | 0 | 0 | 0 | 0.82593 | 0 | 0 | 0 | 0 | 0 | 0.8694 | 0.82593 | 0 | 0 | 0.12118 | 4.4446 | 0 | 0.8694 | -0.8694 | 4.9686 | 82.8101 | 0.19851 | 0.90852 | 0 | 0 | 4.4446
2007-03-22 20:00 | 0 | 0 | 94.1145 | 90 | 0 | 0 | 0.34366 | 0.34366 | 0 | 0 | 0 | 0.34366 | 0 | 0 | 5.5511e-17 | 0 | 0 | 0.36175 | 0.34366 | 0 | 0 | 1.0872 | 3.5752 | 0 | 0.36175 | -0.36175 | 4.5873 | 76.4549 | 0.19851 | 0.37802 | 0 | 0 | 3.5752
2007-03-22 21:00 | 0 | 0 | 97.4967 | 90 | 0 | 0 | 3.2389 | 3.08 | 1.7 | 0 | 0.5202 | 3.08 | 0 | 0 | 0.15893 | 0.48282 | 0 | 1.4526 | 1.38 | 0 | 0 | 1.4891 | 3.2135 | 0 | 1.4526 | -1.4526 | 3.0561 | 50.9349 | 0.19851 | 3.5628 | 0 | 1.7 | 3.2135
2007-03-22 22:00 | 0 | 0 | 102.8585 | 90 | 0 | 0 | 0 | 0 | 1.4526 | 0 | 0.45267 | 0 | 0 | 0 | 0 | 0 | 0 | 0 | 0 | 1.4526 | 1.38 | 3.1032 | 1.7608 | 1.38 | 0 | 1.38 | 4.3653 | 72.7545 | 0.1986 | 0 | 0 | 1.7 | 1.7608
2007-03-22 23:00 | 0 | 0 | 114.6522 | 90 | 0 | 0 | 0.31773 | 0.31773 | 1.7 | 0 | 0.5202 | 0.31773 | 0 | 0 | 0 | 0 | 0 | 0 | 0 | 1.3823 | 1.3132 | 1.7232 | 3.0028 | 1.3132 | 0 | 1.3132 | 5.611 | 93.5172 | 0.19892 | 0.34951 | 0 | 1.7 | 3.0028
2007-03-23 | 0 | 0 | 161.7695 | 90 | 0 | 0 | 0 | 0 | 0 | 0 | 0 | 0 | 0 | 0 | 0 | 0 | 0 | 0 | 0 | 0 | 0 | 0.41001 | 4.1847 | 0 | 0 | 0 | 5.611 | 93.5172 | 0.19892 | 0 | 0 | 0 | 4.1847
2007-03-23 01:00 | 0 | 0 | -126.2965 | 90 | 0 | 0 | 0.07232 | 0.07232 | 0 | 0 | 0 | 0.07232 | 0 | 0 | 0 | 0 | 0 | 0.076127 | 0.07232 | 0 | 0 | 0.41001 | 4.1847 | 0 | 0.076127 | -0.076127 | 5.5308 | 92.1798 | 0.19892 | 0.079552 | 0 | 0 | 4.1847
2007-03-23 02:00 | 0 | 0 | -107.0658 | 90 | 0 | 0 | 0.31085 | 0.31085 | 0 | 0 | 0 | 0.31085 | 0 | 0 | 0 | 0 | 0 | 0.32721 | 0.31085 | 0 | 0 | 0.49459 | 4.1086 | 0 | 0.32721 | -0.32721 | 5.1859 | 86.4313 | 0.19892 | 0.34194 | 0 | 0 | 4.1086
2007-03-23 03:00 | 0 | 0 | -99.8585 | 90 | 0 | 0 | 0.45176 | 0.45176 | 0 | 0 | 0 | 0.45176 | 0 | 0 | 5.5511e-17 | 0 | 0 | 0.47554 | 0.45176 | 0 | 0 | 0.85816 | 3.7813 | 0 | 0.47554 | -0.47554 | 4.6846 | 78.077 | 0.19892 | 0.49694 | 0 | 0 | 3.7813
2007-03-23 04:00 | 0 | 0 | -95.8014 | 90 | 0 | 0 | 0.095822 | 0.095822 | 0 | 0 | 0 | 0.095822 | 0 | 0 | 1.3878e-17 | 0 | 0 | 0.10087 | 0.095822 | 0 | 0 | 1.3865 | 3.3058 | 0 | 0.10087 | -0.10087 | 4.5783 | 76.3049 | 0.19892 | 0.1054 | 0 | 0 | 3.3058
2007-03-23 05:00 | 0 | 0 | -92.9073 | 90 | 0 | 0 | 0.26667 | 0.26667 | 0 | 0 | 0 | 0.26667 | 0 | 0 | 0 | 0 | 0 | 0.28071 | 0.26667 | 0 | 0 | 1.4986 | 3.2049 | 0 | 0.28071 | -0.28071 | 4.2824 | 71.3734 | 0.19892 | 0.29334 | 0 | 0 | 3.2049
2007-03-23 06:00 | 0.0074983 | 0 | -90.4635 | 90 | 0 | 0 | 0.027526 | 0.027526 | 0 | 0 | 0 | 0.027526 | 0 | 0 | 0 | 0 | 0 | 0.028975 | 0.027526 | 0 | 0 | 1.8105 | 2.9242 | 0 | 0.028975 | -0.028975 | 4.2519 | 70.8644 | 0.19892 | 0.030278 | 0 | 0 | 2.9242
2007-03-23 07:00 | 0.099477 | 11.894 | -88.0847 | 77.955 | 0.099237 | 0.17704 | 0 | 0 | 0 | 0 | 0 | 0 | 0 | 0 | 0 | 0 | 0.17704 | 0 | 0 | 0 | 0 | 1.8427 | 2.8953 | 0.17704 | 0 | 0.17704 | 4.4198 | 73.6636 | 0.19883 | 0 | 0.14163 | 0 | 3.0723
2007-03-23 08:00 | 0.08486 | 26.6841 | -85.4256 | 62.955 | 0.084466 | 0.15069 | 0.87188 | 0.87188 | 0 | 0 | 0 | 0.87188 | 17.2832 | 0 | 1.1102e-16 | 0 | 0.15069 | 0.91776 | 0.87188 | 0 | 0 | 1.6657 | 3.0546 | 0 | 0.76708 | -0.76708 | 3.6113 | 60.1875 | 0.19883 | 0.95906 | 0.12055 | 0 | 3.2053
2007-03-23 09:00 | 0.21243 | 41.4097 | -81.9553 | 47.955 | 0.2115 | 0.37732 | 0 | 0 | 0 | 0 | 0 | 0 | 0 | 0 | 0 | 0 | 0.37732 | 0 | 0 | 0 | 0 | 2.518 | 2.2875 | 0.37732 | 0 | 0.37732 | 3.9692 | 66.1535 | 0.19864 | 0 | 0.30186 | 0 | 2.6648
2007-03-23 10:00 | 0.43462 | 55.9684 | -76.4097 | 32.955 | 0.43399 | 0.77424 | 2.6916 | 2.6916 | 1.7 | 0 | 0.5202 | 2.6916 | 28.7645 | 2.2204e-16 | 0 | 0 | 0.77424 | 1.0438 | 0.99163 | 0 | 0 | 2.1406 | 2.6271 | 0 | 0.26959 | -0.26959 | 3.685 | 61.4173 | 0.19864 | 2.9608 | 0.61939 | 1.7 | 3.4013
2007-03-23 11:00 | 0.45192 | 69.975 | -64.1901 | 17.955 | 0.45081 | 0.80425 | 2.6234 | 2.6234 | 1.7 | 0 | 0.5202 | 2.6234 | 30.6572 | 0 | 0 | 0 | 0.80425 | 0.97196 | 0.92336 | 0 | 0 | 2.4402 | 2.3575 | 0 | 0.16771 | -0.16771 | 3.5083 | 58.471 | 0.19864 | 2.8857 | 0.6434 | 1.7 | 3.1618
2007-03-23 12:00 | 0.39721 | 80.5153 | -18.2305 | 2.955 | 0.39573 | 0.70598 | 1.8471 | 1.8471 | 1.7 | 0 | 0.5202 | 1.8471 | 38.222 | 0 | 0 | 0 | 0.70598 | 0.15481 | 0.14707 | 0 | 0 | 2.6265 | 2.1898 | 0.55118 | 0 | 0.55118 | 4.0312 | 67.1859 | 0.19877 | 2.0318 | 0.56479 | 1.7 | 2.8958
2007-03-23 13:00 | 0.6769 | 74.994 | 53.7035 | 12.045 | 0.67976 | 1.2127 | 3.2426 | 3.08 | 1.7 | 0 | 0.5202 | 3.08 | 39.3733 | 0 | 0.16264 | 0.4869 | 1.2127 | 1.4526 | 1.38 | 0 | 0 | 2.0754 | 2.6859 | 0 | 0.23993 | -0.23993 | 3.7782 | 62.9707 | 0.19877 | 3.5669 | 0.97016 | 1.7 | 3.8986
2007-03-23 14:00 | 0.40407 | 61.5994 | 72.9342 | 27.045 | 0.40291 | 0.7188 | 0.65875 | 0.65875 | 1.7 | 0 | 0.5202 | 0.65875 | 109.1149 | 0 | 0 | 0 | 0.7188 | 0 | 0 | 1.0412 | 0.98919 | 2.3419 | 2.4459 | 1.708 | 0 | 1.708 | 5.3986 | 89.9762 | 0.19889 | 0.72463 | 0.57504 | 1.7 | 3.1647
2007-03-23 15:00 | 0.28984 | 47.1758 | 80.1415 | 42.045 | 0.28873 | 0.5151 | 1.2908 | 1.2908 | 1.4037 | 0 | 0.43932 | 1.2908 | 39.9051 | 0 | 0 | 0 | 0.5151 | 0 | 0 | 0.11292 | 0.10727 | 0.63396 | 3.9831 | 0.62237 | 0 | 0.62237 | 5.989 | 99.8168 | 0.19903 | 1.4199 | 0.41208 | 1.7 | 4.4982
2007-03-23 16:00 | 0.083093 | 32.4972 | 84.1986 | 57.045 | 0.082703 | 0.14754 | 0.41921 | 0.41921 | 0 | 0 | 0 | 0.41921 | 35.1949 | 0 | 0 | 0 | 0.14754 | 0.44128 | 0.41921 | 0 | 0 | 0.011589 | 4.5433 | 0 | 0.29373 | -0.29373 | 5.6794 | 94.6564 | 0.19903 | 0.46113 | 0.11803 | 0 | 4.6908
2007-03-23 17:00 | 0.093493 | 17.7257 | 87.0927 | 72.045 | 0.093079 | 0.16605 | 1.6585 | 1.6585 | 1.7 | 0 | 0.5202 | 1.6585 | 10.0122 | 0 | 0 | 0 | 0.16605 | 0 | 0 | 0.041486 | 0.039411 | 0.33796 | 4.2495 | 0.20546 | 0 | 0.20546 | 5.8743 | 97.9051 | 0.19908 | 1.8244 | 0.13284 | 1.7 | 4.4156
2007-03-23 18:00 | 0.046611 | 2.9184 | 89.5365 | 87.045 | 0.046877 | 0.083628 | 0.98019 | 0.98019 | 0 | 0 | 0 | 0.98019 | 8.5318 | 0 | 2.2204e-16 | 0 | 0.083628 | 1.0318 | 0.98019 | 0 | 0 | 0.1325 | 4.4344 | 0 | 0.94815 | -0.94815 | 4.8749 | 81.2478 | 0.19908 | 1.0782 | 0.066902 | 0 | 4.5181
2007-03-23 19:00 | 0 | 0 | 91.9153 | 90 | 0 | 0 | 0.48683 | 0.48683 | 0 | 0 | 0 | 0.48683 | 0 | 0 | 1.1102e-16 | 0 | 0 | 0.51245 | 0.48683 | 0 | 0 | 1.186 | 3.4863 | 0 | 0.51245 | -0.51245 | 4.3347 | 72.245 | 0.19908 | 0.53551 | 0 | 0 | 3.4863
2007-03-23 20:00 | 0 | 0 | 94.5744 | 90 | 0 | 0 | 1.3671 | 1.3671 | 1.7 | 0 | 0.5202 | 1.3671 | 0 | 0 | 0 | 0 | 0 | 0 | 0 | 0.33287 | 0.31623 | 1.7554 | 2.9738 | 0.31623 | 0 | 0.31623 | 4.6347 | 77.245 | 0.19918 | 1.5038 | 0 | 1.7 | 2.9738
2007-03-23 21:00 | 0 | 0 | 98.0447 | 90 | 0 | 0 | 0.98071 | 0.98071 | 1.7 | 0 | 0.5202 | 0.98071 | 0 | 0 | 0 | 0 | 0 | 0 | 0 | 0.71929 | 0.68332 | 1.4392 | 3.2584 | 0.68332 | 0 | 0.68332 | 5.283 | 88.0492 | 0.19938 | 1.0788 | 0 | 1.7 | 3.2584
2007-03-23 22:00 | 0 | 0 | 103.5903 | 90 | 0 | 0 | 0.34037 | 0.34037 | 0 | 0 | 0 | 0.34037 | 0 | 0 | 0 | 0 | 0 | 0.35829 | 0.34037 | 0 | 0 | 0.75583 | 3.8734 | 0 | 0.35829 | -0.35829 | 4.9053 | 81.7548 | 0.19938 | 0.37441 | 0 | 0 | 3.8734
2007-03-23 23:00 | 0 | 0 | 115.8099 | 90 | 0 | 0 | 0.67772 | 0.67772 | 0 | 0 | 0 | 0.67772 | 0 | 0 | 0 | 0 | 0 | 0.71339 | 0.67772 | 0 | 0 | 1.1539 | 3.5152 | 0 | 0.71339 | -0.71339 | 4.1533 | 69.2218 | 0.19938 | 0.74549 | 0 | 0 | 3.5152
2007-03-24 | 0 | 0 | 162.9326 | 90 | 0 | 0 | 0.26266 | 0.26266 | 0 | 0 | 0 | 0.26266 | 0 | 0 | 0 | 0 | 0 | 0.27648 | 0.26266 | 0 | 0 | 1.9466 | 2.8018 | 0 | 0.27648 | -0.27648 | 3.8619 | 64.3645 | 0.19938 | 0.28892 | 0 | 0 | 2.8018
2007-03-24 01:00 | 0 | 0 | -127.3344 | 90 | 0 | 0 | 0.16564 | 0.16564 | 0 | 0 | 0 | 0.16564 | 0 | 0 | 0 | 0 | 0 | 0.17436 | 0.16564 | 0 | 0 | 2.2538 | 2.5253 | 0 | 0.17436 | -0.17436 | 3.6781 | 61.3014 | 0.19938 | 0.1822 | 0 | 0 | 2.5253
2007-03-24 02:00 | 0 | 0 | -107.8081 | 90 | 0 | 0 | 0.20744 | 0.20744 | 0 | 0 | 0 | 0.20744 | 0 | 0 | 2.7756e-17 | 0 | 0 | 0.21836 | 0.20744 | 0 | 0 | 2.4475 | 2.3509 | 0 | 0.21836 | -0.21836 | 3.4479 | 57.4653 | 0.19938 | 0.22818 | 0 | 0 | 2.3509
2007-03-24 03:00 | 0 | 0 | -100.4081 | 90 | 0 | 0 | 0 | 0 | 0 | 0 | 0 | 0 | 0 | 0 | 0 | 0 | 0 | 0 | 0 | 0 | 0 | 2.6901 | 2.1326 | 0 | 0 | 0 | 3.4479 | 57.4653 | 0.19938 | 0 | 0 | 0 | 2.1326
2007-03-24 04:00 | 0 | 0 | -96.2537 | 90 | 0 | 0 | 0.026065 | 0.026065 | 0 | 0 | 0 | 0.026065 | 0 | 0 | 3.4694e-18 | 0 | 0 | 0.027437 | 0.026065 | 0 | 0 | 2.6901 | 2.1326 | 0 | 0.027437 | -0.027437 | 3.419 | 56.9832 | 0.19938 | 0.028672 | 0 | 0 | 2.1326
2007-03-24 05:00 | 0 | 0 | -93.3115 | 90 | 0 | 0 | 0 | 0 | 0 | 0 | 0 | 0 | 0 | 0 | 0 | 0 | 0 | 0 | 0 | 0 | 0 | 2.7206 | 2.1051 | 0 | 0 | 0 | 3.419 | 56.9832 | 0.19938 | 0 | 0 | 0 | 2.1051
2007-03-24 06:00 | 0.0024937 | 0 | -90.8504 | 90 | 0 | 0 | 0.23194 | 0.23194 | 0 | 0 | 0 | 0.23194 | 0 | 0 | 2.7756e-17 | 0 | 0 | 0.24415 | 0.23194 | 0 | 0 | 2.7206 | 2.1051 | 0 | 0.24415 | -0.24415 | 3.1616 | 52.694 | 0.19938 | 0.25514 | 0 | 0 | 2.1051
2007-03-24 07:00 | 0.13334 | 12.0353 | -88.4793 | 77.8774 | 0.13336 | 0.23791 | 0.12667 | 0.12667 | 0 | 0 | 0 | 0.12667 | 187.815 | 0 | 0 | 0 | 0.23791 | 0.13334 | 0.12667 | 0 | 0 | 2.9919 | 1.861 | 0.10457 | 0 | 0.10457 | 3.2608 | 54.3473 | 0.19933 | 0.13934 | 0.19033 | 0 | 2.0989
2007-03-24 08:00 | 0.25376 | 26.8311 | -85.8556 | 62.8779 | 0.25351 | 0.45226 | 0 | 0 | 0 | 0 | 0 | 0 | 0 | 0 | 0 | 0 | 0.45226 | 0 | 0 | 0 | 0 | 2.8873 | 1.9551 | 0.45226 | 0 | 0.45226 | 3.6899 | 61.4981 | 0.1991 | 0 | 0.3618 | 0 | 2.4073
2007-03-24 09:00 | 0.31715 | 41.5692 | -82.4612 | 47.8784 | 0.31629 | 0.56426 | 0.15404 | 0.15404 | 0 | 0 | 0 | 0.15404 | 366.3161 | 0 | 0 | 0 | 0.56426 | 0.16214 | 0.15404 | 0 | 0 | 2.4351 | 2.3621 | 0.40212 | 0 | 0.40212 | 4.0714 | 67.8561 | 0.19891 | 0.16944 | 0.45141 | 0 | 2.9264
2007-03-24 10:00 | 0.56009 | 56.1546 | -77.0663 | 32.8794 | 0.56161 | 1.0019 | 1.1073 | 1.1073 | 0 | 0 | 0 | 1.1073 | 90.4843 | 0 | 0 | 0 | 1.0019 | 1.1655 | 1.1073 | 0 | 0 | 2.033 | 2.724 | 0 | 0.16364 | -0.16364 | 3.8989 | 64.9813 | 0.19891 | 1.218 | 0.80152 | 0 | 3.7259
2007-03-24 11:00 | 0.71363 | 70.2266 | -65.1455 | 17.8818 | 0.71761 | 1.2802 | 1.6781 | 1.6781 | 1.7 | 0 | 0.5202 | 1.6781 | 76.288 | 0 | 0 | 0 | 1.2802 | 0 | 0 | 0.021866 | 0.020773 | 2.2148 | 2.5604 | 1.301 | 0 | 1.301 | 5.1331 | 85.5516 | 0.19919 | 1.8459 | 1.0242 | 1.7 | 3.8406
2007-03-24 12:00 | 0.75153 | 80.9231 | -18.5509 | 2.9074 | 0.75581 | 1.3484 | 0.8535 | 0.8535 | 0 | 0 | 0 | 0.8535 | 157.981 | 0 | 0 | 0 | 1.3484 | 0.89842 | 0.8535 | 0 | 0 | 0.9138 | 3.7313 | 0.44995 | 0 | 0.44995 | 5.56 | 92.6659 | 0.19897 | 0.93885 | 1.0787 | 0 | 5.0796
2007-03-24 13:00 | 0.80395 | 75.1718 | 55.1436 | 12.1302 | 0.81026 | 1.4455 | 0 | 0 | 0 | 0 | 0 | 0 | 0 | 0.98166 | 0 | 0 | 1.4455 | 0 | 0 | 0 | 0 | 0.46385 | 4.1362 | 0.46385 | 0 | 0.46385 | 6 | 100 | 0.19875 | 0 | 1.1564 | 0 | 5.5817
2007-03-24 14:00 | 0.36902 | 61.6561 | 73.7911 | 27.126 | 0.36769 | 0.65596 | 1.9286 | 1.9286 | 1.3055 | 0 | 0.4125 | 1.9286 | 34.0114 | 2.2204e-16 | 0 | 0 | 0.65596 | 0.65596 | 0.62316 | 0 | 0 | 0 | 4.5537 | 0 | 0 | 0 | 6 | 100 | 0.19875 | 2.1215 | 0.52477 | 1.7 | 5.2096
2007-03-24 15:00 | 0.32154 | 47.1913 | 80.7459 | 42.1247 | 0.32046 | 0.57171 | 2.7525 | 2.7525 | 1.7 | 0 | 0.5202 | 2.7525 | 20.7704 | 0 | 0 | 0 | 0.57171 | 1.1079 | 1.0525 | 0 | 0 | 0 | 4.5537 | 0 | 0.5362 | -0.5362 | 5.4348 | 90.58 | 0.19875 | 3.0278 | 0.45737 | 1.7 | 5.1254
2007-03-24 16:00 | 0.46713 | 32.4946 | 84.686 | 57.1241 | 0.47093 | 0.84014 | 2.5849 | 2.5849 | 1.7 | 0 | 0.5202 | 2.5849 | 32.5013 | 0 | 0 | 0 | 0.84014 | 0.93151 | 0.88494 | 0 | 0 | 0.59577 | 4.0175 | 0 | 0.091376 | -0.091376 | 5.3385 | 88.9747 | 0.19875 | 2.8434 | 0.67211 | 1.7 | 4.8576
2007-03-24 17:00 | 0.14043 | 17.7147 | 87.5241 | 72.1236 | 0.13997 | 0.24972 | 0 | 0 | 0 | 0 | 0 | 0 | 0 | 0 | 0 | 0 | 0.24972 | 0 | 0 | 0 | 0 | 0.6973 | 3.9261 | 0.24972 | 0 | 0.24972 | 5.5754 | 92.923 | 0.19862 | 0 | 0.19977 | 0 | 4.1758
2007-03-24 18:00 | 0.045751 | 2.9047 | 89.9479 | 87.1232 | 0.045447 | 0.081078 | 0 | 0 | 0 | 0 | 0 | 0 | 0 | 0 | 0 | 0 | 0.081078 | 0 | 0 | 0 | 0 | 0.44759 | 4.1509 | 0.081078 | 0 | 0.081078 | 5.6523 | 94.205 | 0.19858 | 0 | 0.064862 | 0 | 4.2319
2007-03-24 19:00 | 0 | 0 | 92.3353 | 90 | 0 | 0 | 1.1863 | 1.1863 | 0 | 0 | 0 | 1.1863 | 0 | 0 | 0 | 0 | 0 | 1.2487 | 1.1863 | 0 | 0 | 0.36651 | 4.2238 | 0 | 1.2487 | -1.2487 | 4.3361 | 72.2677 | 0.19858 | 1.3049 | 0 | 0 | 4.2238
2007-03-24 20:00 | 0 | 0 | 95.0345 | 90 | 0 | 0 | 2.0782 | 2.0782 | 1.7 | 0 | 0.5202 | 2.0782 | 0 | 0 | 0 | 0 | 0 | 0.39809 | 0.37818 | 0 | 0 | 1.754 | 2.9751 | 0 | 0.39809 | -0.39809 | 3.9164 | 65.274 | 0.19858 | 2.286 | 0 | 1.7 | 2.9751
2007-03-24 21:00 | 0 | 0 | 98.5927 | 90 | 0 | 0 | 2.1054 | 2.1054 | 1.7 | 0 | 0.5202 | 2.1054 | 0 | 0 | 0 | 0 | 0 | 0.42676 | 0.40542 | 0 | 0 | 2.1963 | 2.577 | 0 | 0.42676 | -0.42676 | 3.4666 | 57.7766 | 0.19858 | 2.316 | 0 | 1.7 | 2.577
2007-03-24 22:00 | 0 | 0 | 104.321 | 90 | 0 | 0 | 0.19002 | 0.19002 | 1.6426 | 0 | 0.50454 | 0.19002 | 0 | 0 | 0 | 0 | 0 | 0 | 0 | 1.4526 | 1.38 | 2.6704 | 2.1503 | 1.38 | 0 | 1.38 | 4.7758 | 79.5963 | 0.19882 | 0.20902 | 0 | 1.7 | 2.1503
2007-03-24 23:00 | 0 | 0 | 116.9558 | 90 | 0 | 0 | 0 | 0 | 1.3584 | 0 | 0.42693 | 0 | 0 | 0 | 0 | 0 | 0 | 0 | 0 | 1.3584 | 1.2904 | 1.2904 | 3.3923 | 1.2904 | 0 | 1.2904 | 6 | 100 | 0.19888 | 0 | 0 | 1.7 | 3.3923
2007-03-25 | 0 | 0 | 164.0165 | 90 | 0 | 0 | 0.46787 | 0.46787 | 0 | 0 | 0 | 0.46787 | 0 | 0 | 5.5511e-17 | 0 | 0 | 0.49249 | 0.46787 | 0 | 0 | 0 | 4.5537 | 0 | 0.49249 | -0.49249 | 5.4809 | 91.3478 | 0.19888 | 0.51466 | 0 | 0 | 4.5537
2007-03-25 01:00 | 0 | 0 | -128.3302 | 90 | 0 | 0 | 0.4722 | 0.4722 | 0 | 0 | 0 | 0.4722 | 0 | 0 | 5.5511e-17 | 0 | 0 | 0.49706 | 0.4722 | 0 | 0 | 0.54722 | 4.0612 | 0 | 0.49706 | -0.49706 | 4.9569 | 82.6154 | 0.19888 | 0.51942 | 0 | 0 | 4.0612
2007-03-25 02:00 | 0 | 0 | -108.5398 | 90 | 0 | 0 | 0 | 0 | 0 | 0 | 0 | 0 | 0 | 0 | 0 | 0 | 0 | 0 | 0 | 0 | 0 | 1.0995 | 3.5641 | 0 | 0 | 0 | 4.9569 | 82.6154 | 0.19888 | 0 | 0 | 0 | 3.5641
2007-03-25 03:00 | 0 | 0 | -100.9539 | 90 | 0 | 0 | 0.23372 | 0.23372 | 0 | 0 | 0 | 0.23372 | 0 | 0 | 2.7756e-17 | 0 | 0 | 0.24603 | 0.23372 | 0 | 0 | 1.0995 | 3.5641 | 0 | 0.24603 | -0.24603 | 4.6976 | 78.2932 | 0.19888 | 0.2571 | 0 | 0 | 3.5641
2007-03-25 04:00 | 0 | 0 | -96.7043 | 90 | 0 | 0 | 0.52244 | 0.52244 | 0 | 0 | 0 | 0.52244 | 0 | 0 | 1.1102e-16 | 0 | 0 | 0.54994 | 0.52244 | 0 | 0 | 1.3729 | 3.3181 | 0 | 0.54994 | -0.54994 | 4.1179 | 68.6318 | 0.19888 | 0.57469 | 0 | 0 | 3.3181
2007-03-25 05:00 | 0 | 0 | -93.7149 | 90 | 0 | 0 | 0.086925 | 0.086925 | 0 | 0 | 0 | 0.086925 | 0 | 0 | 1.3878e-17 | 0 | 0 | 0.0915 | 0.086925 | 0 | 0 | 1.9839 | 2.7682 | 0 | 0.0915 | -0.0915 | 4.0215 | 67.0243 | 0.19888 | 0.095618 | 0 | 0 | 2.7682
2007-03-25 06:00 | 0.011154 | 0 | -91.2369 | 90 | 0 | 0 | 0.2051 | 0.2051 | 0 | 0 | 0 | 0.2051 | 0 | 0 | 2.7756e-17 | 0 | 0 | 0.21589 | 0.2051 | 0 | 0 | 2.0856 | 2.6767 | 0 | 0.21589 | -0.21589 | 3.7939 | 63.2315 | 0.19888 | 0.22561 | 0 | 0 | 2.6767
2007-03-25 07:00 | 0.17104 | 12.1767 | -88.8742 | 77.7999 | 0.17117 | 0.30536 | 2.2959 | 2.2959 | 1.7 | 0 | 0.5202 | 2.2959 | 13.3003 | 0 | 0 | 0 | 0.30536 | 0.62729 | 0.59592 | 0 | 0 | 2.3254 | 2.4608 | 0 | 0.32193 | -0.32193 | 3.4546 | 57.5759 | 0.19888 | 2.5255 | 0.24429 | 1.7 | 2.7661
2007-03-25 08:00 | 0.39462 | 26.9772 | -86.2865 | 62.8016 | 0.39696 | 0.70817 | 0.3218 | 0.3218 | 1.7 | 0 | 0.5202 | 0.3218 | 220.0624 | 0 | 0 | 0 | 0.70817 | 0 | 0 | 1.3782 | 1.3093 | 2.6831 | 2.1389 | 2.0175 | 0 | 2.0175 | 5.3685 | 89.4746 | 0.19885 | 0.35398 | 0.56654 | 1.7 | 2.847
2007-03-25 09:00 | 0.77553 | 41.727 | -82.9692 | 47.8039 | 0.78303 | 1.3969 | 3.3409 | 3.08 | 1.7 | 0 | 0.5202 | 3.08 | 45.3548 | 0 | 0.26089 | 0.59498 | 1.3969 | 1.4526 | 1.38 | 0 | 0 | 0.66569 | 3.9546 | 0 | 0.055704 | -0.055704 | 5.3098 | 88.4959 | 0.19885 | 3.675 | 1.1175 | 1.7 | 5.3515
2007-03-25 10:00 | 0.8018 | 56.3378 | -77.7287 | 32.8077 | 0.80928 | 1.4438 | 0.68999 | 0.68999 | 0 | 0 | 0 | 0.68999 | 209.2433 | 0 | 0 | 0 | 1.4438 | 0.72631 | 0.68999 | 0 | 0 | 0.72758 | 3.8989 | 0.71745 | 0 | 0.71745 | 5.9904 | 99.8399 | 0.1985 | 0.75899 | 1.155 | 0 | 5.3426
2007-03-25 11:00 | 0.29757 | 70.4734 | -66.1232 | 17.8169 | 0.29625 | 0.5285 | 2.283 | 2.283 | 1.7 | 0 | 0.5202 | 2.283 | 23.1496 | 0 | 0 | 0 | 0.5285 | 0.61367 | 0.58299 | 0 | 0 | 0.010127 | 4.5446 | 0 | 0.085169 | -0.085169 | 5.9006 | 98.3436 | 0.1985 | 2.5113 | 0.4228 | 1.7 | 5.0731
2007-03-25 12:00 | 0.69715 | 81.3308 | -18.8974 | 2.9169 | 0.69945 | 1.2478 | 1.6871 | 1.6871 | 0.60123 | 0 | 0.22024 | 1.6871 | 73.9607 | 8.3267e-17 | 0 | 0 | 1.2478 | 1.1431 | 1.0859 | 0 | 0 | 0.10476 | 4.4594 | 0.10476 | 0 | 0.10476 | 6 | 100 | 0.19852 | 1.8558 | 0.99825 | 1.7 | 5.7072
2007-03-25 13:00 | 0.90784 | 75.3399 | 56.6178 | 12.2289 | 0.91629 | 1.6347 | 1.3082 | 1.3082 | 0.425 | 0 | 0.17213 | 1.3082 | 124.9581 | 0.70501 | 0 | 0 | 1.6347 | 0.92964 | 0.88316 | 0 | 0 | 0 | 4.5537 | 0 | 0 | 0 | 6 | 100 | 0.19852 | 1.439 | 1.3077 | 1.7 | 6.1883
2007-03-25 14:00 | 0.69362 | 61.7069 | 74.6511 | 27.2131 | 0.69755 | 1.2444 | 0.53548 | 0.53548 | 0 | 0 | 0 | 0.53548 | 232.3921 | 0.68076 | 0 | 0 | 1.2444 | 0.56367 | 0.53548 | 0 | 0 | 0 | 4.5537 | 0 | 0 | 0 | 6 | 100 | 0.19852 | 0.58903 | 0.99554 | 0 | 5.7981
2007-03-25 15:00 | 0.57162 | 47.2032 | 81.3507 | 42.2082 | 0.57453 | 1.025 | 1.4481 | 1.4481 | 0.47443 | 0 | 0.18562 | 1.4481 | 70.7778 | 2.2204e-16 | 0 | 0 | 1.025 | 1.025 | 0.97371 | 0 | 0 | 0 | 4.5537 | 0 | 0 | 0 | 6 | 100 | 0.19852 | 1.593 | 0.81997 | 1.7 | 5.5786
2007-03-25 16:00 | 0.23024 | 32.4896 | 85.1734 | 57.2055 | 0.22939 | 0.40923 | 1.2728 | 1.2728 | 0.88404 | 0 | 0.29744 | 1.2728 | 32.1516 | 0 | 0 | 0 | 0.40923 | 0.40923 | 0.38877 | 0 | 0 | 0 | 4.5537 | 0 | 0 | 0 | 6 | 100 | 0.19852 | 1.4001 | 0.32738 | 1.7 | 4.9629
2007-03-25 17:00 | 0.2006 | 17.7022 | 87.9555 | 72.2036 | 0.20056 | 0.3578 | 2.2993 | 2.2993 | 1.7 | 0 | 0.5202 | 2.2993 | 15.5611 | 0 | 0 | 0 | 0.3578 | 0.63087 | 0.59932 | 0 | 0 | 0 | 4.5537 | 0 | 0.27307 | -0.27307 | 5.7122 | 95.2027 | 0.19852 | 2.5293 | 0.28624 | 1.7 | 4.9115
2007-03-25 18:00 | 0.035951 | 2.8902 | 90.3593 | 87.2021 | 0.035542 | 0.063407 | 1.9394 | 1.9394 | 1.7 | 0 | 0.5202 | 1.9394 | 3.2695 | 5.5511e-17 | 0 | 0 | 0.063407 | 0.25196 | 0.23936 | 0 | 0 | 0.30341 | 4.2806 | 0 | 0.18855 | -0.18855 | 5.5134 | 91.8902 | 0.19852 | 2.1333 | 0.050725 | 1.7 | 4.344
2007-03-25 19:00 | 0 | 0 | 92.7553 | 90 | 0 | 0 | 1.5698 | 1.5698 | 1.7 | 0 | 0.5202 | 1.5698 | 0 | 0 | 0 | 0 | 0 | 0 | 0 | 0.13015 | 0.12364 | 0.51291 | 4.0921 | 0.12364 | 0 | 0.12364 | 5.6307 | 93.8452 | 0.19856 | 1.7268 | 0 | 1.7 | 4.0921
2007-03-25 20:00 | 0 | 0 | 95.4946 | 90 | 0 | 0 | 2.9234 | 2.9234 | 1.7 | 0 | 0.5202 | 2.9234 | 0 | 0 | 0 | 0.13573 | 0 | 1.2878 | 1.2234 | 0 | 0 | 0.38927 | 4.2033 | 0 | 1.2878 | -1.2878 | 4.2733 | 71.2212 | 0.19856 | 3.2157 | 0 | 1.7 | 4.2033
2007-03-25 21:00 | 0 | 0 | 99.1405 | 90 | 0 | 0 | 1.3753 | 1.3753 | 1.7 | 0 | 0.5202 | 1.3753 | 0 | 0 | 0 | 0 | 0 | 0 | 0 | 0.32475 | 0.30851 | 1.8201 | 2.9156 | 0.30851 | 0 | 0.30851 | 4.566 | 76.0992 | 0.19865 | 1.5128 | 0 | 1.7 | 2.9156
2007-03-25 22:00 | 0 | 0 | 105.0501 | 90 | 0 | 0 | 0.11121 | 0.11121 | 1.5638 | 0 | 0.48303 | 0.11121 | 0 | 0 | 0 | 0 | 0 | 0 | 0 | 1.4526 | 1.38 | 1.5116 | 3.1932 | 1.38 | 0 | 1.38 | 5.8751 | 97.9189 | 0.19882 | 0.12233 | 0 | 1.7 | 3.1932
2007-03-25 23:00 | 0 | 0 | 118.0888 | 90 | 0 | 0 | 0.41373 | 0.41373 | 0 | 0 | 0 | 0.41373 | 0 | 0 | 0 | 0 | 0 | 0.43551 | 0.41373 | 0 | 0 | 0.13162 | 4.4352 | 0 | 0.43551 | -0.43551 | 5.4161 | 90.2678 | 0.19882 | 0.4551 | 0 | 0 | 4.4352
2007-03-26 | 0 | 0 | 165.028 | 90 | 0 | 0 | 0 | 0 | 0 | 0 | 0 | 0 | 0 | 0 | 0 | 0 | 0 | 0 | 0 | 0 | 0 | 0.61552 | 3.9997 | 0 | 0 | 0 | 5.4161 | 90.2678 | 0.19882 | 0 | 0 | 0 | 3.9997
2007-03-26 01:00 | 0 | 0 | -129.2858 | 90 | 0 | 0 | 0.22511 | 0.22511 | 0 | 0 | 0 | 0.22511 | 0 | 0 | 0 | 0 | 0 | 0.23696 | 0.22511 | 0 | 0 | 0.61552 | 3.9997 | 0 | 0.23696 | -0.23696 | 5.1663 | 86.1049 | 0.19882 | 0.24762 | 0 | 0 | 3.9997
2007-03-26 02:00 | 0 | 0 | -109.2607 | 90 | 0 | 0 | 0 | 0 | 0 | 0 | 0 | 0 | 0 | 0 | 0 | 0 | 0 | 0 | 0 | 0 | 0 | 0.8788 | 3.7628 | 0 | 0 | 0 | 5.1663 | 86.1049 | 0.19882 | 0 | 0 | 0 | 3.7628
2007-03-26 03:00 | 0 | 0 | -101.4956 | 90 | 0 | 0 | 0.23968 | 0.23968 | 0 | 0 | 0 | 0.23968 | 0 | 0 | 2.7756e-17 | 0 | 0 | 0.2523 | 0.23968 | 0 | 0 | 0.8788 | 3.7628 | 0 | 0.2523 | -0.2523 | 4.9004 | 81.6725 | 0.19882 | 0.26365 | 0 | 0 | 3.7628
2007-03-26 04:00 | 0 | 0 | -97.1529 | 90 | 0 | 0 | 0 | 0 | 0 | 0 | 0 | 0 | 0 | 0 | 0 | 0 | 0 | 0 | 0 | 0 | 0 | 1.1591 | 3.5105 | 0 | 0 | 0 | 4.9004 | 81.6725 | 0.19882 | 0 | 0 | 0 | 3.5105
2007-03-26 05:00 | 0 | 0 | -94.1172 | 90 | 0 | 0 | 0.00019689 | 0.00019689 | 0 | 0 | 0 | 0.00019689 | 0 | 0 | 2.7105e-20 | 0 | 0 | 0.00020726 | 0.00019689 | 0 | 0 | 1.1591 | 3.5105 | 0 | 0.00020726 | -0.00020726 | 4.9001 | 81.6689 | 0.19882 | 0.00021658 | 0 | 0 | 3.5105
2007-03-26 06:00 | 0.0042239 | 0 | -91.6231 | 90 | 0 | 0 | 0.11904 | 0.11904 | 0 | 0 | 0 | 0.11904 | 0 | 0 | 2.7756e-17 | 0 | 0 | 0.1253 | 0.11904 | 0 | 0 | 1.1594 | 3.5103 | 0 | 0.1253 | -0.1253 | 4.7681 | 79.4675 | 0.19882 | 0.13094 | 0 | 0 | 3.5103
2007-03-26 07:00 | 0.057367 | 12.3178 | -89.2691 | 77.7225 | 0.05709 | 0.10185 | 0.36613 | 0.36613 | 0 | 0 | 0 | 0.36613 | 27.8173 | 0 | 5.5511e-17 | 0 | 0.10185 | 0.3854 | 0.36613 | 0 | 0 | 1.2986 | 3.385 | 0 | 0.28355 | -0.28355 | 4.4692 | 74.486 | 0.19882 | 0.40275 | 0.081478 | 0 | 3.4868
2007-03-26 08:00 | 0.28625 | 27.1225 | -86.7181 | 62.7264 | 0.286 | 0.51023 | 0 | 0 | 0 | 0 | 0 | 0 | 0 | 0 | 0 | 0 | 0.51023 | 0 | 0 | 0 | 0 | 1.6137 | 3.1014 | 0.51023 | 0 | 0.51023 | 4.9532 | 82.5534 | 0.19858 | 0 | 0.40818 | 0 | 3.6116
2007-03-26 09:00 | 0.43919 | 41.8829 | -83.4793 | 47.7315 | 0.4395 | 0.78408 | 0 | 0 | 0 | 0 | 0 | 0 | 0 | 0 | 0 | 0 | 0.78408 | 0 | 0 | 0 | 0 | 1.1034 | 3.5606 | 0.78408 | 0 | 0.78408 | 5.6971 | 94.9507 | 0.1982 | 0 | 0.62726 | 0 | 4.3447
2007-03-26 10:00 | 0.57465 | 56.5177 | -78.3968 | 32.7399 | 0.57579 | 1.0272 | 0.50349 | 0.50349 | 0 | 0 | 0 | 0.50349 | 204.0185 | 0.17788 | 0 | 0 | 1.0272 | 0.52999 | 0.50349 | 0 | 0 | 0.31935 | 4.2663 | 0.31935 | 0 | 0.31935 | 6 | 100 | 0.19805 | 0.55384 | 0.82177 | 0 | 5.2935
2007-03-26 11:00 | 0.55354 | 70.7151 | -67.1235 | 17.7605 | 0.55319 | 0.98688 | 0.62678 | 0.62678 | 0 | 0 | 0 | 0.62678 | 157.4539 | 0.32712 | 0 | 0 | 0.98688 | 0.65976 | 0.62678 | 0 | 0 | 0 | 4.5537 | 0 | 0 | 0 | 6 | 100 | 0.19805 | 0.68945 | 0.78951 | 0 | 5.5406
2007-03-26 12:00 | 0.85236 | 81.738 | -19.2744 | 2.983 | 0.85828 | 1.5312 | 0 | 0 | 0 | 0 | 0 | 0 | 0 | 1.5312 | 0 | 0 | 1.5312 | 0 | 0 | 0 | 0 | 0 | 4.5537 | 0 | 0 | 0 | 6 | 100 | 0.19805 | 0 | 1.2249 | 0 | 6.0849
2007-03-26 13:00 | 0.53754 | 75.498 | 58.1247 | 12.3408 | 0.5368 | 0.95765 | 0.97295 | 0.97295 | 0 | 0 | 0 | 0.97295 | 98.4272 | 0 | 0 | 0 | 0.95765 | 1.0242 | 0.97295 | 0 | 0 | 0 | 4.5537 | 0 | 0.06651 | -0.06651 | 5.9299 | 98.8315 | 0.19805 | 1.0702 | 0.76612 | 0 | 5.5113
2007-03-26 14:00 | 0.66618 | 61.7517 | 75.5136 | 27.3061 | 0.66884 | 1.1932 | 3.0871 | 3.08 | 1.7 | 0 | 0.5202 | 3.08 | 38.7404 | 2.2204e-16 | 0.0071192 | 0.31583 | 1.1932 | 1.4526 | 1.38 | 0 | 0 | 0.0739 | 4.4872 | 0 | 0.25943 | -0.25943 | 5.6564 | 94.2738 | 0.19805 | 3.3958 | 0.95456 | 1.7 | 5.6804
2007-03-26 15:00 | 0.33965 | 47.2113 | 81.9555 | 42.2951 | 0.33853 | 0.60394 | 1.5671 | 1.5671 | 1.3374 | 0 | 0.4212 | 1.5671 | 38.5394 | 2.2204e-16 | 0 | 0 | 0.60394 | 0.24178 | 0.2297 | 0 | 0 | 0.36215 | 4.2278 | 0.36215 | 0 | 0.36215 | 6 | 100 | 0.19813 | 1.7238 | 0.48315 | 1.7 | 4.8317
2007-03-26 16:00 | 0.36716 | 32.4822 | 85.6605 | 57.2892 | 0.36746 | 0.65555 | 3.2276 | 3.08 | 1.7 | 0 | 0.5202 | 3.08 | 21.2842 | 2.2204e-16 | 0.14755 | 0.47031 | 0.65555 | 1.4526 | 1.38 | 0 | 0 | 0 | 4.5537 | 0 | 0.79708 | -0.79708 | 5.1598 | 85.9968 | 0.19813 | 3.5503 | 0.52444 | 1.7 | 5.2092
2007-03-26 17:00 | 0.14154 | 17.6883 | 88.3866 | 72.285 | 0.14098 | 0.2515 | 1.1943 | 1.1943 | 0 | 0 | 0 | 1.1943 | 21.0583 | 0 | 0 | 0 | 0.2515 | 1.2572 | 1.1943 | 0 | 0 | 0.88564 | 3.7566 | 0 | 1.0057 | -1.0057 | 4.0998 | 68.3291 | 0.19813 | 1.3137 | 0.2012 | 0 | 4.0081
2007-03-26 18:00 | 0.039524 | 2.8751 | 90.7705 | 87.2815 | 0.03865 | 0.068951 | 2.1108 | 2.1108 | 1.7 | 0 | 0.5202 | 2.1108 | 3.2666 | 1.1102e-16 | 0 | 0 | 0.068951 | 0.43241 | 0.41079 | 0 | 0 | 2.003 | 2.7509 | 0 | 0.36346 | -0.36346 | 3.7166 | 61.9438 | 0.19813 | 2.3219 | 0.055161 | 1.7 | 2.8199
2007-03-26 19:00 | 0 | 0 | 93.1751 | 90 | 0 | 0 | 0.98145 | 0.98145 | 1.7 | 0 | 0.5202 | 0.98145 | 0 | 0 | 0 | 0 | 0 | 0 | 0 | 0.71855 | 0.68262 | 2.4069 | 2.3875 | 0.68262 | 0 | 0.68262 | 4.3642 | 72.737 | 0.19833 | 1.0796 | 0 | 1.7 | 2.3875
2007-03-26 20:00 | 0 | 0 | 95.9546 | 90 | 0 | 0 | 1.0232 | 1.0232 | 1.7 | 0 | 0.5202 | 1.0232 | 0 | 0 | 0 | 0 | 0 | 0 | 0 | 0.67679 | 0.64295 | 1.7243 | 3.0018 | 0.64295 | 0 | 0.64295 | 4.9742 | 82.9029 | 0.19851 | 1.1255 | 0 | 1.7 | 3.0018
2007-03-26 21:00 | 0 | 0 | 99.6879 | 90 | 0 | 0 | 0.18733 | 0.18733 | 0 | 0 | 0 | 0.18733 | 0 | 0 | 0 | 0 | 0 | 0.19719 | 0.18733 | 0 | 0 | 1.0813 | 3.5805 | 0 | 0.19719 | -0.19719 | 4.7663 | 79.4386 | 0.19851 | 0.20607 | 0 | 0 | 3.5805
2007-03-26 22:00 | 0 | 0 | 105.7774 | 90 | 0 | 0 | 0.44314 | 0.44314 | 0 | 0 | 0 | 0.44314 | 0 | 0 | 0 | 0 | 0 | 0.46646 | 0.44314 | 0 | 0 | 1.3004 | 3.3833 | 0 | 0.46646 | -0.46646 | 4.2746 | 71.2436 | 0.19851 | 0.48746 | 0 | 0 | 3.3833
2007-03-26 23:00 | 0 | 0 | 119.2081 | 90 | 0 | 0 | 0.1119 | 0.1119 | 0 | 0 | 0 | 0.1119 | 0 | 0 | 1.3878e-17 | 0 | 0 | 0.11779 | 0.1119 | 0 | 0 | 1.8187 | 2.9168 | 0 | 0.11779 | -0.11779 | 4.1505 | 69.1743 | 0.19851 | 0.12309 | 0 | 0 | 2.9168
2007-03-27 | 0 | 0 | 165.9732 | 90 | 0 | 0 | 0.49457 | 0.49457 | 0 | 0 | 0 | 0.49457 | 0 | 0 | 5.5511e-17 | 0 | 0 | 0.5206 | 0.49457 | 0 | 0 | 1.9496 | 2.7991 | 0 | 0.5206 | -0.5206 | 3.6017 | 60.0283 | 0.19851 | 0.54403 | 0 | 0 | 2.7991
2007-03-27 01:00 | 0 | 0 | -130.203 | 90 | 0 | 0 | 0.52804 | 0.52804 | 0 | 0 | 0 | 0.52804 | 0 | 0 | 0 | 0 | 0 | 0.55584 | 0.52804 | 0 | 0 | 2.528 | 2.2785 | 0 | 0.55584 | -0.55584 | 3.0158 | 50.2633 | 0.19851 | 0.58085 | 0 | 0 | 2.2785
2007-03-27 02:00 | 0 | 0 | -109.9709 | 90 | 0 | 0 | 0.58055 | 0.58055 | 0 | 0 | 0 | 0.58055 | 0 | 0 | 1.1102e-16 | 0 | 0 | 0.6111 | 0.58055 | 0 | 0 | 3.1456 | 1.7226 | 0 | 0.6111 | -0.6111 | 2.3716 | 39.5273 | 0.19851 | 0.6386 | 0 | 0 | 1.7226
2007-03-27 03:00 | 0 | 0 | -102.0331 | 90 | 0 | 0 | 0.28477 | 0.28477 | 0 | 0 | 0 | 0.28477 | 0 | 0 | 5.5511e-17 | 0 | 0 | 0.29975 | 0.28477 | 0 | 0 | 3.8246 | 1.1115 | 0 | 0.29975 | -0.29975 | 2.0557 | 34.2612 | 0.19851 | 0.31324 | 0 | 0 | 1.1115
2007-03-27 04:00 | 0 | 0 | -97.5994 | 90 | 0 | 0 | 0.060326 | 0.060326 | 0 | 0 | 0 | 0.060326 | 0 | 0 | 1.3878e-17 | 0 | 0 | 0.063501 | 0.060326 | 0 | 0 | 4.1577 | 0.81176 | 0 | 0.063501 | -0.063501 | 1.9887 | 33.1455 | 0.19851 | 0.066359 | 0 | 0 | 0.81176
2007-03-27 05:00 | 0 | 0 | -94.5185 | 90 | 0 | 0 | 0.1069 | 0.1069 | 0 | 0 | 0 | 0.1069 | 0 | 0 | 1.3878e-17 | 0 | 0 | 0.11252 | 0.1069 | 0 | 0 | 4.2283 | 0.74826 | 0 | 0.11252 | -0.11252 | 1.8701 | 31.1687 | 0.19851 | 0.11759 | 0 | 0 | 0.74826
2007-03-27 06:00 | 0.00018232 | 0 | -92.0088 | 90 | 0 | 0 | 0.30756 | 0.30756 | 0 | 0 | 0 | 0.30756 | 0 | 0 | 5.5511e-17 | 0 | 0 | 0.32374 | 0.30756 | 0 | 0 | 4.3533 | 0.63573 | 0 | 0.32374 | -0.32374 | 1.5289 | 25.4811 | 0.19851 | 0.33831 | 0 | 0 | 0.63573
2007-03-27 07:00 | 0.03318 | 12.4587 | -89.664 | 77.6455 | 0.033016 | 0.058901 | 1.814 | 1.814 | 1.7 | 0 | 0.5202 | 1.814 | 3.247 | 1.8041e-16 | 0 | 0 | 0.058901 | 0.12004 | 0.11404 | 0 | 0 | 4.713 | 0.31199 | 0 | 0.061137 | -0.061137 | 1.4644 | 24.407 | 0.19851 | 1.9954 | 0.047121 | 1.7 | 0.37089
2007-03-27 08:00 | 0.071827 | 27.2667 | -87.1504 | 62.6523 | 0.071481 | 0.12752 | 2.4274 | 2.0595 | 1.7 | 0 | 0.5202 | 2.0595 | 6.192 | 0 | 0.36799 | 0.70765 | 0.12752 | 0.37838 | 0.35946 | 0 | 0 | 4.7809 | 0.25085 | 0 | 0.25085 | -0.25085 | 1.2 | 20 | 0.19851 | 2.6702 | 0.10202 | 1.7 | 0.37838
2007-03-27 09:00 | 0.20901 | 42.0369 | -83.9913 | 47.6614 | 0.20805 | 0.37116 | 0.61829 | 0.61829 | 1.7 | 0 | 0.5202 | 0.61829 | 60.0312 | 0 | 0 | 0 | 0.37116 | 0 | 0 | 1.0817 | 1.0276 | 5.0597 | 0 | 1.3988 | 0 | 1.3988 | 2.527 | 42.1168 | 0.19877 | 0.68012 | 0.29693 | 1.7 | 0.37116
2007-03-27 10:00 | 0.13305 | 56.6943 | -79.0705 | 32.6763 | 0.13242 | 0.23623 | 1.0872 | 1.0872 | 1.7 | 0 | 0.5202 | 1.0872 | 21.7282 | 0 | 0 | 0 | 0.23623 | 0 | 0 | 0.61278 | 0.58214 | 3.6609 | 1.2589 | 0.81838 | 0 | 0.81838 | 3.3034 | 55.0564 | 0.19899 | 1.1959 | 0.18899 | 1.7 | 1.4951
2007-03-27 11:00 | 0.45284 | 70.9515 | -68.1466 | 17.7128 | 0.45146 | 0.8054 | 1.9829 | 1.9829 | 1.7 | 0 | 0.5202 | 1.9829 | 40.6172 | 0 | 0 | 0 | 0.8054 | 0.29778 | 0.28289 | 0 | 0 | 2.8425 | 1.9955 | 0.50761 | 0 | 0.50761 | 3.785 | 63.0825 | 0.1991 | 2.1812 | 0.64432 | 1.7 | 2.8008
2007-03-27 12:00 | 0.14142 | 82.1445 | -19.6869 | 3.102 | 0.14075 | 0.25109 | 1.1744 | 1.1744 | 1.7 | 0 | 0.5202 | 1.1744 | 21.3813 | 0 | 0 | 0 | 0.25109 | 0 | 0 | 0.52565 | 0.49937 | 2.3349 | 2.4523 | 0.75046 | 0 | 0.75046 | 4.4969 | 74.9482 | 0.1993 | 1.2918 | 0.20087 | 1.7 | 2.7034
2007-03-27 13:00 | 0.050944 | 75.6458 | 59.6625 | 12.4653 | 0.050696 | 0.090441 | 0 | 0 | 1.4526 | 0 | 0.45267 | 0 | 0 | 0 | 0 | 0 | 0.090441 | 0 | 0 | 1.4526 | 1.38 | 1.5844 | 3.1277 | 1.4704 | 0 | 1.4704 | 5.8919 | 98.1979 | 0.19934 | 0 | 0.072353 | 1.7 | 3.2182
2007-03-27 14:00 | 0.065958 | 61.7907 | 76.3779 | 27.4048 | 0.065638 | 0.1171 | 1.3668 | 1.3668 | 1.3638 | 0 | 0.42842 | 1.3668 | 8.5675 | 0 | 0 | 0 | 0.1171 | 0.0031232 | 0.002967 | 0 | 0 | 0.11397 | 4.4511 | 0.11397 | 0 | 0.11397 | 6 | 100 | 0.19936 | 1.5034 | 0.093678 | 1.7 | 4.5682
2007-03-27 15:00 | 0.030583 | 47.2159 | 82.5601 | 42.3855 | 0.030433 | 0.054292 | 0.626 | 0.626 | 0 | 0 | 0 | 0.626 | 8.6728 | 0 | 2.2204e-16 | 0 | 0.054292 | 0.65895 | 0.626 | 0 | 0 | 0 | 4.5537 | 0 | 0.60466 | -0.60466 | 5.3626 | 89.3772 | 0.19936 | 0.6886 | 0.043434 | 0 | 4.608
2007-03-27 16:00 | 0.067996 | 32.4726 | 86.1472 | 57.375 | 0.067668 | 0.12072 | 1.8923 | 1.8923 | 1.7 | 0 | 0.5202 | 1.8923 | 6.3795 | 1.9429e-16 | 0 | 0 | 0.12072 | 0.20243 | 0.19231 | 0 | 0 | 0.67184 | 3.949 | 0 | 0.081709 | -0.081709 | 5.2765 | 87.9417 | 0.19936 | 2.0815 | 0.096576 | 1.7 | 4.0697
2007-03-27 17:00 | 0.090743 | 17.6731 | 88.8173 | 72.3676 | 0.090308 | 0.16111 | 0 | 0 | 0 | 0 | 0 | 0 | 0 | 0 | 0 | 0 | 0.16111 | 0 | 0 | 0 | 0 | 0.76263 | 3.8673 | 0.16111 | 0 | 0.16111 | 5.4294 | 90.4891 | 0.19929 | 0 | 0.12889 | 0 | 4.0284
2007-03-27 18:00 | 0.03852 | 2.8595 | 91.1814 | 87.3615 | 0.037421 | 0.06676 | 1.2478 | 1.2478 | 0 | 0 | 0 | 1.2478 | 5.3504 | 0 | 2.2204e-16 | 0 | 0.06676 | 1.3134 | 1.2478 | 0 | 0 | 0.60152 | 4.0123 | 0 | 1.2467 | -1.2467 | 4.1152 | 68.5872 | 0.19929 | 1.3725 | 0.053408 | 0 | 4.0791
2007-03-27 19:00 | 0 | 0 | 93.5947 | 90 | 0 | 0 | 0.25706 | 0.25706 | 0 | 0 | 0 | 0.25706 | 0 | 0 | 5.5511e-17 | 0 | 0 | 0.27058 | 0.25706 | 0 | 0 | 1.9867 | 2.7656 | 0 | 0.27058 | -0.27058 | 3.83 | 63.8335 | 0.19929 | 0.28276 | 0 | 0 | 2.7656
2007-03-27 20:00 | 0 | 0 | 96.4143 | 90 | 0 | 0 | 0.71122 | 0.71122 | 0 | 0 | 0 | 0.71122 | 0 | 0 | 1.1102e-16 | 0 | 0 | 0.74865 | 0.71122 | 0 | 0 | 2.2874 | 2.4951 | 0 | 0.74865 | -0.74865 | 3.0409 | 50.6811 | 0.19929 | 0.78234 | 0 | 0 | 2.4951
2007-03-27 21:00 | 0 | 0 | 100.2347 | 90 | 0 | 0 | 1.7774 | 1.7774 | 1.7 | 0 | 0.5202 | 1.7774 | 0 | 0 | 0 | 0 | 0 | 0.081426 | 0.077355 | 0 | 0 | 3.1192 | 1.7464 | 0 | 0.081426 | -0.081426 | 2.955 | 49.2506 | 0.19929 | 1.9551 | 0 | 1.7 | 1.7464
2007-03-27 22:00 | 0 | 0 | 106.5024 | 90 | 0 | 0 | 0.15758 | 0.15758 | 1.6102 | 0 | 0.49569 | 0.15758 | 0 | 2.2204e-16 | 0 | 0 | 0 | 0 | 0 | 1.4526 | 1.38 | 3.2097 | 1.665 | 1.38 | 0 | 1.38 | 4.2642 | 71.0703 | 0.19949 | 0.17334 | 0 | 1.7 | 1.665
2007-03-27 23:00 | 0 | 0 | 120.3129 | 90 | 0 | 0 | 0.20625 | 0.20625 | 1.6589 | 0 | 0.50897 | 0.20625 | 0 | 2.2204e-16 | 0 | 0 | 0 | 0 | 0 | 1.4526 | 1.38 | 1.8297 | 2.907 | 1.38 | 0 | 1.38 | 5.5734 | 92.89 | 0.19972 | 0.22688 | 0 | 1.7 | 2.907
2007-03-28 | 0 | 0 | 166.8576 | 90 | 0 | 0 | 0 | 0 | 0 | 0 | 0 | 0 | 0 | 0 | 0 | 0 | 0 | 0 | 0 | 0 | 0 | 0.44968 | 4.149 | 0 | 0 | 0 | 5.5734 | 92.89 | 0.19972 | 0 | 0 | 0 | 4.149
2007-03-28 01:00 | 0 | 0 | -131.0836 | 90 | 0 | 0 | 0.5578 | 0.5578 | 0 | 0 | 0 | 0.5578 | 0 | 0 | 0 | 0 | 0 | 0.58716 | 0.5578 | 0 | 0 | 0.44968 | 4.149 | 0 | 0.58716 | -0.58716 | 4.9545 | 82.5747 | 0.19972 | 0.61358 | 0 | 0 | 4.149
2007-03-28 02:00 | 0 | 0 | -110.6702 | 90 | 0 | 0 | 0.16232 | 0.16232 | 0 | 0 | 0 | 0.16232 | 0 | 0 | 2.7756e-17 | 0 | 0 | 0.17086 | 0.16232 | 0 | 0 | 1.1021 | 3.5618 | 0 | 0.17086 | -0.17086 | 4.7744 | 79.5729 | 0.19972 | 0.17855 | 0 | 0 | 3.5618
2007-03-28 03:00 | 0 | 0 | -102.5663 | 90 | 0 | 0 | 0.31195 | 0.31195 | 0 | 0 | 0 | 0.31195 | 0 | 0 | 0 | 0 | 0 | 0.32837 | 0.31195 | 0 | 0 | 1.2919 | 3.391 | 0 | 0.32837 | -0.32837 | 4.4283 | 73.804 | 0.19972 | 0.34315 | 0 | 0 | 3.391
2007-03-28 04:00 | 0 | 0 | -98.0439 | 90 | 0 | 0 | 0.17203 | 0.17203 | 0 | 0 | 0 | 0.17203 | 0 | 0 | 2.7756e-17 | 0 | 0 | 0.18108 | 0.17203 | 0 | 0 | 1.6568 | 3.0626 | 0 | 0.18108 | -0.18108 | 4.2374 | 70.6228 | 0.19972 | 0.18923 | 0 | 0 | 3.0626
2007-03-28 05:00 | 0 | 0 | -94.9187 | 90 | 0 | 0 | 0.2414 | 0.2414 | 0 | 0 | 0 | 0.2414 | 0 | 0 | 5.5511e-17 | 0 | 0 | 0.2541 | 0.2414 | 0 | 0 | 1.858 | 2.8815 | 0 | 0.2541 | -0.2541 | 3.9695 | 66.1587 | 0.19972 | 0.26554 | 0 | 0 | 2.8815
2007-03-28 06:00 | 0.01263 | 0 | -92.3939 | 90 | 0 | 0 | 0 | 0 | 0 | 0 | 0 | 0 | 0 | 0 | 0 | 0 | 0 | 0 | 0 | 0 | 0 | 2.1403 | 2.6274 | 0 | 0 | 0 | 3.9695 | 66.1587 | 0.19972 | 0 | 0 | 0 | 2.6274
2007-03-28 07:00 | 0.23352 | 12.5992 | -90.0589 | 77.5688 | 0.23085 | 0.41183 | 3.161 | 3.08 | 1.7 | 0 | 0.5202 | 3.08 | 13.3712 | 0 | 0.081015 | 0.39712 | 0.41183 | 1.4526 | 1.38 | 0 | 0 | 2.1403 | 2.6274 | 0 | 1.0408 | -1.0408 | 2.8724 | 47.8737 | 0.19972 | 3.4771 | 0.32947 | 1.7 | 3.0392
2007-03-28 08:00 | 0.52663 | 27.4097 | -87.5833 | 62.5795 | 0.52731 | 0.94072 | 3.9313 | 3.08 | 1.7 | 0 | 0.5202 | 3.08 | 30.543 | 2.2204e-16 | 0.85128 | 1.2444 | 0.94072 | 1.4526 | 1.38 | 0 | 0 | 3.2968 | 1.5866 | 0 | 0.51191 | -0.51191 | 2.3328 | 38.8804 | 0.19972 | 4.3244 | 0.75258 | 1.7 | 2.5273
2007-03-28 09:00 | 0.64487 | 42.1887 | -84.5051 | 47.5936 | 0.64765 | 1.1554 | 0.31029 | 0.31029 | 1.7 | 0 | 0.5202 | 0.31029 | 372.3622 | 0 | 0 | 0 | 1.1554 | 0 | 0 | 1.3897 | 1.3202 | 3.8655 | 1.0747 | 2.4756 | 0 | 2.4756 | 4.6814 | 78.0236 | 0.19947 | 0.34132 | 0.92433 | 1.7 | 2.2301
2007-03-28 10:00 | 0.95344 | 56.8673 | -79.7494 | 32.6169 | 0.95963 | 1.712 | 2.6184 | 2.6184 | 1.7 | 0 | 0.5202 | 2.6184 | 65.3818 | 0 | 0 | 0 | 1.712 | 0.96678 | 0.91844 | 0 | 0 | 1.3899 | 3.3028 | 0.7452 | 0 | 0.7452 | 5.3884 | 89.8063 | 0.19945 | 2.8803 | 1.3696 | 1.7 | 5.0148
2007-03-28 11:00 | 1.023 | 71.182 | -69.1924 | 17.674 | 1.0303 | 1.838 | 1.0794 | 1.0794 | 0 | 0 | 0 | 1.0794 | 170.2827 | 0.0571 | 0 | 0 | 1.838 | 1.1362 | 1.0794 | 0 | 0 | 0.64471 | 3.9735 | 0.64471 | 0 | 0.64471 | 6 | 100 | 0.19915 | 1.1873 | 1.4704 | 0 | 5.8115
2007-03-28 12:00 | 0.95784 | 82.5503 | -20.1413 | 3.2682 | 0.96431 | 1.7203 | 2.3523 | 2.3523 | 0.97228 | 0 | 0.32153 | 2.3523 | 73.1348 | 0.26771 | 0 | 0 | 1.7203 | 1.4526 | 1.38 | 0 | 0 | 0 | 4.5537 | 0 | 0 | 0 | 6 | 100 | 0.19915 | 2.5875 | 1.3763 | 1.7 | 6.274
2007-03-28 13:00 | 1.0393 | 75.783 | 61.2293 | 12.6019 | 1.0469 | 1.8676 | 3.7599 | 3.08 | 1.7 | 0 | 0.5202 | 3.08 | 60.6373 | 0.415 | 0.6799 | 1.0559 | 1.8676 | 1.4526 | 1.38 | 0 | 0 | 0 | 4.5537 | 0 | 0 | 0 | 6 | 100 | 0.19915 | 4.1359 | 1.4941 | 1.7 | 6.4213
2007-03-28 14:00 | 1.0089 | 61.8239 | 77.2434 | 27.509 | 1.0157 | 1.8121 | 0.78499 | 0.78499 | 0 | 0 | 0 | 0.78499 | 230.8383 | 0.98575 | 0 | 0 | 1.8121 | 0.82631 | 0.78499 | 0 | 0 | 0 | 4.5537 | 0 | 0 | 0 | 6 | 100 | 0.19915 | 0.86349 | 1.4496 | 0 | 6.3657
2007-03-28 15:00 | 0.82375 | 47.217 | 83.1641 | 42.4792 | 0.82835 | 1.4778 | 0.93427 | 0.93427 | 0 | 0 | 0 | 0.93427 | 158.1748 | 0.49434 | 0 | 0 | 1.4778 | 0.98344 | 0.93427 | 0 | 0 | 0 | 4.5537 | 0 | 0 | 0 | 6 | 100 | 0.19915 | 1.0277 | 1.1822 | 0 | 6.0315
2007-03-28 16:00 | 0.51756 | 32.4608 | 86.6332 | 57.4629 | 0.51884 | 0.92561 | 2.2782 | 2.2782 | 1.3989 | 0 | 0.43799 | 2.2782 | 40.6289 | 0 | 0 | 0 | 0.92561 | 0.92561 | 0.87933 | 0 | 0 | 0 | 4.5537 | 0 | 0 | 0 | 6 | 100 | 0.19915 | 2.506 | 0.74049 | 1.7 | 5.4793
2007-03-28 17:00 | 0.23578 | 17.6566 | 89.2476 | 72.4514 | 0.23468 | 0.41867 | 0.41875 | 0.41875 | 0 | 0 | 0 | 0.41875 | 99.9812 | 0 | 0 | 0 | 0.41867 | 0.44079 | 0.41875 | 0 | 0 | 0 | 4.5537 | 0 | 0.022118 | -0.022118 | 5.9767 | 99.6114 | 0.19915 | 0.46062 | 0.33494 | 0 | 4.9724
2007-03-28 18:00 | 0.028635 | 2.8434 | 91.5918 | 87.4417 | 0.028202 | 0.050312 | 0.61762 | 0.61762 | 0 | 0 | 0 | 0.61762 | 8.1461 | 0 | 1.1102e-16 | 0 | 0.050312 | 0.65013 | 0.61762 | 0 | 0 | 0.024576 | 4.5316 | 0 | 0.59982 | -0.59982 | 5.3444 | 89.0737 | 0.19915 | 0.67939 | 0.04025 | 0 | 4.5819
2007-03-28 19:00 | 0 | 0 | 94.0139 | 90 | 0 | 0 | 2.2218 | 2.2218 | 1.7 | 0 | 0.5202 | 2.2218 | 0 | 0 | 0 | 0 | 0 | 0.54924 | 0.52178 | 0 | 0 | 0.69104 | 3.9318 | 0 | 0.54924 | -0.54924 | 4.7655 | 79.4245 | 0.19915 | 2.444 | 0 | 1.7 | 3.9318
2007-03-28 20:00 | 0 | 0 | 96.8735 | 90 | 0 | 0 | 2.26 | 2.26 | 1.7 | 0 | 0.5202 | 2.26 | 0 | 0 | 0 | 0 | 0 | 0.58949 | 0.56001 | 0 | 0 | 1.3013 | 3.3825 | 0 | 0.58949 | -0.58949 | 4.1441 | 69.0683 | 0.19915 | 2.486 | 0 | 1.7 | 3.3825
2007-03-28 21:00 | 0 | 0 | 100.7807 | 90 | 0 | 0 | 1.4887 | 1.4887 | 1.7 | 0 | 0.5202 | 1.4887 | 0 | 0 | 0 | 0 | 0 | 0 | 0 | 0.21132 | 0.20075 | 1.9563 | 2.793 | 0.20075 | 0 | 0.20075 | 4.3346 | 72.2425 | 0.1992 | 1.6376 | 0 | 1.7 | 2.793
2007-03-28 22:00 | 0 | 0 | 107.2248 | 90 | 0 | 0 | 0.55782 | 0.55782 | 1.7 | 0 | 0.5202 | 0.55782 | 0 | 0 | 0 | 0 | 0 | 0 | 0 | 1.1422 | 1.0851 | 1.7555 | 2.9737 | 1.0851 | 0 | 1.0851 | 5.3639 | 89.399 | 0.19951 | 0.6136 | 0 | 1.7 | 2.9737
2007-03-28 23:00 | 0 | 0 | 121.4023 | 90 | 0 | 0 | 0.41969 | 0.41969 | 0 | 0 | 0 | 0.41969 | 0 | 0 | 5.5511e-17 | 0 | 0 | 0.44178 | 0.41969 | 0 | 0 | 0.67047 | 3.9503 | 0 | 0.44178 | -0.44178 | 4.8983 | 81.6377 | 0.19951 | 0.46166 | 0 | 0 | 3.9503
2007-03-29 | 0 | 0 | 167.6861 | 90 | 0 | 0 | 0.40652 | 0.40652 | 0 | 0 | 0 | 0.40652 | 0 | 0 | 5.5511e-17 | 0 | 0 | 0.42792 | 0.40652 | 0 | 0 | 1.1613 | 3.5085 | 0 | 0.42792 | -0.42792 | 4.4472 | 74.12 | 0.19951 | 0.44717 | 0 | 0 | 3.5085
2007-03-29 01:00 | 0 | 0 | -131.9292 | 90 | 0 | 0 | 0.020578 | 0.020578 | 0 | 0 | 0 | 0.020578 | 0 | 0 | 3.4694e-18 | 0 | 0 | 0.021661 | 0.020578 | 0 | 0 | 1.6368 | 3.0806 | 0 | 0.021661 | -0.021661 | 4.4244 | 73.7395 | 0.19951 | 0.022636 | 0 | 0 | 3.0806
2007-03-29 02:00 | 0 | 0 | -111.3586 | 90 | 0 | 0 | 0.27528 | 0.27528 | 0 | 0 | 0 | 0.27528 | 0 | 0 | 0 | 0 | 0 | 0.28977 | 0.27528 | 0 | 0 | 1.6609 | 3.0589 | 0 | 0.28977 | -0.28977 | 4.1189 | 68.6488 | 0.19951 | 0.30281 | 0 | 0 | 3.0589
2007-03-29 03:00 | 0 | 0 | -103.0951 | 90 | 0 | 0 | 0.11578 | 0.11578 | 0 | 0 | 0 | 0.11578 | 0 | 0 | 1.3878e-17 | 0 | 0 | 0.12188 | 0.11578 | 0 | 0 | 1.9828 | 2.7691 | 0 | 0.12188 | -0.12188 | 3.9905 | 66.5076 | 0.19951 | 0.12736 | 0 | 0 | 2.7691
2007-03-29 04:00 | 0 | 0 | -98.486 | 90 | 0 | 0 | 0.53875 | 0.53875 | 0 | 0 | 0 | 0.53875 | 0 | 0 | 0 | 0 | 0 | 0.5671 | 0.53875 | 0 | 0 | 2.1182 | 2.6473 | 0 | 0.5671 | -0.5671 | 3.3927 | 56.5447 | 0.19951 | 0.59262 | 0 | 0 | 2.6473
2007-03-29 05:00 | 0 | 0 | -95.3175 | 90 | 0 | 0 | 0.56432 | 0.56432 | 0 | 0 | 0 | 0.56432 | 0 | 0 | 0 | 0 | 0 | 0.59402 | 0.56432 | 0 | 0 | 2.7484 | 2.0802 | 0 | 0.59402 | -0.59402 | 2.7665 | 46.1088 | 0.19951 | 0.62075 | 0 | 0 | 2.0802
2007-03-29 06:00 | 0.017281 | 0 | -92.7784 | 90 | 0 | 0 | 0 | 0 | 0 | 0 | 0 | 0 | 0 | 0 | 0 | 0 | 0 | 0 | 0 | 0 | 0 | 3.4084 | 1.4861 | 0 | 0 | 0 | 2.7665 | 46.1088 | 0.19951 | 0 | 0 | 0 | 1.4861
2007-03-29 07:00 | 0.21661 | 12.7391 | -90.4536 | 77.4926 | 0.21325 | 0.38044 | 0.098172 | 0.098172 | 0 | 0 | 0 | 0.098172 | 387.5291 | 0 | 0 | 0 | 0.38044 | 0.10334 | 0.098172 | 0 | 0 | 3.4084 | 1.4861 | 0.2771 | 0 | 0.2771 | 3.0294 | 50.4902 | 0.19938 | 0.10799 | 0.30435 | 0 | 1.8666
2007-03-29 08:00 | 0.44637 | 27.5514 | -88.0166 | 62.5079 | 0.44586 | 0.79541 | 1.4055 | 1.4055 | 1.7 | 0 | 0.5202 | 1.4055 | 56.5921 | 0 | 0 | 0 | 0.79541 | 0 | 0 | 0.29448 | 0.27976 | 3.1313 | 1.7355 | 1.0752 | 0 | 1.0752 | 4.0494 | 67.4901 | 0.19962 | 1.5461 | 0.63633 | 1.7 | 2.5309
2007-03-29 09:00 | 0.74204 | 42.3382 | -85.0205 | 47.5283 | 0.74452 | 1.3282 | 0 | 0 | 0.76619 | 0 | 0.26527 | 0 | 0 | 0 | 0 | 0 | 1.3282 | 0 | 0 | 0.76619 | 0.72788 | 2.0561 | 2.7032 | 2.0561 | 0 | 2.0561 | 6 | 100 | 0.19891 | 0 | 1.0626 | 1.7 | 4.0314
2007-03-29 10:00 | 0.90954 | 57.0366 | -80.4336 | 32.5619 | 0.91426 | 1.631 | 1.7541 | 1.7541 | 0.425 | 0 | 0.17213 | 1.7541 | 92.984 | 0.23198 | 0 | 0 | 1.631 | 1.3991 | 1.3291 | 0 | 0 | 0 | 4.5537 | 0 | 0 | 0 | 6 | 100 | 0.19891 | 1.9295 | 1.3048 | 1.7 | 6.1847
2007-03-29 11:00 | 1.0866 | 71.4065 | -70.261 | 17.6441 | 1.0932 | 1.9503 | 0.73096 | 0.73096 | 0 | 0 | 0 | 0.73096 | 266.8171 | 1.1809 | 0 | 0 | 1.9503 | 0.76943 | 0.73096 | 0 | 0 | 0 | 4.5537 | 0 | 0 | 0 | 6 | 100 | 0.19891 | 0.80405 | 1.5603 | 0 | 6.504
2007-03-29 12:00 | 1.0354 | 82.955 | -20.645 | 3.4745 | 1.0419 | 1.8588 | 0 | 0 | 0 | 0 | 0 | 0 | 0 | 1.8588 | 0 | 0 | 1.8588 | 0 | 0 | 0 | 0 | 0 | 4.5537 | 0 | 0 | 0 | 6 | 100 | 0.19891 | 0 | 1.487 | 0 | 6.4125
2007-03-29 13:00 | 1.0059 | 75.9095 | 62.823 | 12.7501 | 1.0121 | 1.8055 | 1.8946 | 1.8946 | 0.51462 | 0 | 0.19659 | 1.8946 | 95.2968 | 0.35288 | 0 | 0 | 1.8055 | 1.4526 | 1.38 | 0 | 0 | 0 | 4.5537 | 0 | 0 | 0 | 6 | 100 | 0.19891 | 2.0841 | 1.4444 | 1.7 | 6.3592
2007-03-29 14:00 | 0.94389 | 61.8514 | 78.1095 | 27.6186 | 0.94912 | 1.6932 | 2.1549 | 2.1549 | 0.77487 | 0 | 0.26764 | 2.1549 | 78.5768 | 0.2406 | 0 | 0 | 1.6932 | 1.4526 | 1.38 | 0 | 0 | 0 | 4.5537 | 0 | 0 | 0 | 6 | 100 | 0.19891 | 2.3704 | 1.3546 | 1.7 | 6.2469
2007-03-29 15:00 | 0.72767 | 47.2147 | 83.7672 | 42.576 | 0.73044 | 1.3031 | 1.1652 | 1.1652 | 0 | 0 | 0 | 1.1652 | 111.8336 | 0.07656 | 0 | 0 | 1.3031 | 1.2265 | 1.1652 | 0 | 0 | 0 | 4.5537 | 0 | 0 | 0 | 6 | 100 | 0.19891 | 1.2817 | 1.0425 | 0 | 5.8568
2007-03-29 16:00 | 0.56852 | 32.4469 | 87.1185 | 57.5526 | 0.56904 | 1.0152 | 0 | 0 | 0 | 0 | 0 | 0 | 0 | 1.0152 | 0 | 0 | 1.0152 | 0 | 0 | 0 | 0 | 0 | 4.5537 | 0 | 0 | 0 | 6 | 100 | 0.19891 | 0 | 0.81213 | 0 | 5.5689
2007-03-29 17:00 | 0.28444 | 17.639 | 89.6771 | 72.5362 | 0.2822 | 0.50345 | 0 | 0 | 0 | 0 | 0 | 0 | 0 | 0.50345 | 0 | 0 | 0.50345 | 0 | 0 | 0 | 0 | 0 | 4.5537 | 0 | 0 | 0 | 6 | 100 | 0.19891 | 0 | 0.40276 | 0 | 5.0571
2007-03-29 18:00 | 0.049896 | 2.827 | 92.0017 | 87.5223 | 0.045621 | 0.081389 | 1.1153 | 1.1153 | 0 | 0 | 0 | 1.1153 | 7.2977 | 0 | 0 | 0 | 0.081389 | 1.174 | 1.1153 | 0 | 0 | 0 | 4.5537 | 0 | 1.0926 | -1.0926 | 4.8483 | 80.8054 | 0.19891 | 1.2268 | 0.065111 | 0 | 4.6351
2007-03-29 19:00 | 0 | 0 | 94.4325 | 90 | 0 | 0 | 1.6373 | 1.6373 | 1.7 | 0 | 0.5202 | 1.6373 | 0 | 0 | 0 | 0 | 0 | 0 | 0 | 0.06266 | 0.059527 | 1.214 | 3.4611 | 0.059527 | 0 | 0.059527 | 4.9048 | 81.7467 | 0.19893 | 1.8011 | 0 | 1.7 | 3.4611
2007-03-29 20:00 | 0 | 0 | 97.3321 | 90 | 0 | 0 | 2.6452 | 2.6452 | 1.7 | 0 | 0.5202 | 2.6452 | 0 | 0 | 0 | 0 | 0 | 0.99498 | 0.94523 | 0 | 0 | 1.1544 | 3.5147 | 0 | 0.99498 | -0.99498 | 3.856 | 64.2667 | 0.19893 | 2.9098 | 0 | 1.7 | 3.5147
2007-03-29 21:00 | 0 | 0 | 101.3256 | 90 | 0 | 0 | 1.6564 | 1.6564 | 1.7 | 0 | 0.5202 | 1.6564 | 0 | -6.9389e-18 | 0 | 0 | 0 | 0 | 0 | 0.043647 | 0.041465 | 2.26 | 2.5197 | 0.041465 | 0 | 0.041465 | 3.8953 | 64.9223 | 0.19894 | 1.822 | 0 | 1.7 | 2.5197
2007-03-29 22:00 | 0 | 0 | 107.9441 | 90 | 0 | 0 | 0 | 0 | 1.4526 | 0 | 0.45267 | 0 | 0 | 0 | 0 | 0 | 0 | 0 | 0 | 1.4526 | 1.38 | 2.2185 | 2.557 | 1.38 | 0 | 1.38 | 5.2045 | 86.7419 | 0.19903 | 0 | 0 | 1.7 | 2.557
2007-03-29 23:00 | 0 | 0 | 122.4755 | 90 | 0 | 0 | 0.64889 | 0.64889 | 0 | 0 | 0 | 0.64889 | 0 | 0 | 0 | 0 | 0 | 0.68305 | 0.64889 | 0 | 0 | 0.83851 | 3.799 | 0 | 0.68305 | -0.68305 | 4.4845 | 74.7421 | 0.19903 | 0.71378 | 0 | 0 | 3.799
2007-03-30 | 0 | 0 | 168.4631 | 90 | 0 | 0 | 0.23665 | 0.23665 | 0 | 0 | 0 | 0.23665 | 0 | 0 | 2.7756e-17 | 0 | 0 | 0.2491 | 0.23665 | 0 | 0 | 1.5975 | 3.116 | 0 | 0.2491 | -0.2491 | 4.222 | 70.3658 | 0.19903 | 0.26031 | 0 | 0 | 3.116
2007-03-30 01:00 | 0 | 0 | -132.7415 | 90 | 0 | 0 | 0.24463 | 0.24463 | 0 | 0 | 0 | 0.24463 | 0 | 0 | 5.5511e-17 | 0 | 0 | 0.25751 | 0.24463 | 0 | 0 | 1.8742 | 2.8669 | 0 | 0.25751 | -0.25751 | 3.9505 | 65.8419 | 0.19903 | 0.26909 | 0 | 0 | 2.8669
2007-03-30 02:00 | 0 | 0 | -112.0361 | 90 | 0 | 0 | 0.47669 | 0.47669 | 0 | 0 | 0 | 0.47669 | 0 | 0 | 5.5511e-17 | 0 | 0 | 0.50178 | 0.47669 | 0 | 0 | 2.1604 | 2.6094 | 0 | 0.50178 | -0.50178 | 3.4216 | 57.0265 | 0.19903 | 0.52436 | 0 | 0 | 2.6094
2007-03-30 03:00 | 0 | 0 | -103.6194 | 90 | 0 | 0 | 0 | 0 | 0 | 0 | 0 | 0 | 0 | 0 | 0 | 0 | 0 | 0 | 0 | 0 | 0 | 2.7179 | 2.1076 | 0 | 0 | 0 | 3.4216 | 57.0265 | 0.19903 | 0 | 0 | 0 | 2.1076
2007-03-30 04:00 | 0 | 0 | -98.9258 | 90 | 0 | 0 | 0 | 0 | 0 | 0 | 0 | 0 | 0 | 0 | 0 | 0 | 0 | 0 | 0 | 0 | 0 | 2.7179 | 2.1076 | 0 | 0 | 0 | 3.4216 | 57.0265 | 0.19903 | 0 | 0 | 0 | 2.1076
2007-03-30 05:00 | 0 | 0 | -95.715 | 90 | 0 | 0 | 0.22296 | 0.22296 | 0 | 0 | 0 | 0.22296 | 0 | 0 | 2.7756e-17 | 0 | 0 | 0.23469 | 0.22296 | 0 | 0 | 2.7179 | 2.1076 | 0 | 0.23469 | -0.23469 | 3.1742 | 52.9034 | 0.19903 | 0.24525 | 0 | 0 | 2.1076
2007-03-30 06:00 | 0.017055 | 0 | -93.162 | 90 | 0 | 0 | 0.23136 | 0.23136 | 0 | 0 | 0 | 0.23136 | 0 | 0 | 2.7756e-17 | 0 | 0 | 0.24354 | 0.23136 | 0 | 0 | 2.9787 | 1.8729 | 0 | 0.24354 | -0.24354 | 2.9175 | 48.625 | 0.19903 | 0.25449 | 0 | 0 | 1.8729
2007-03-30 07:00 | 0.23498 | 12.8783 | -90.8479 | 77.4171 | 0.23021 | 0.4107 | 1.1816 | 1.1816 | 0 | 0 | 0 | 1.1816 | 34.7588 | 0 | 2.2204e-16 | 0 | 0.4107 | 1.2437 | 1.1816 | 0 | 0 | 3.2492 | 1.6294 | 0 | 0.83305 | -0.83305 | 2.0394 | 33.9898 | 0.19903 | 1.2997 | 0.32856 | 0 | 2.0401
2007-03-30 08:00 | 0.54143 | 27.6917 | -88.4502 | 62.4379 | 0.53973 | 0.96288 | 3.6879 | 3.08 | 1.7 | 0 | 0.5202 | 3.08 | 31.2622 | 2.2204e-16 | 0.6079 | 1.4172 | 0.96288 | 1.4526 | 1.38 | 0 | 0 | 4.1749 | 0.79631 | 0 | 0.48976 | -0.48976 | 1.5231 | 25.3856 | 0.19903 | 4.0567 | 0.7703 | 1.7 | 1.7592
2007-03-30 09:00 | 0.77385 | 42.4853 | -85.5374 | 47.4655 | 0.77528 | 1.3831 | 1.5444 | 1.5444 | 1.7 | 0 | 0.5202 | 1.5444 | 89.5562 | 0 | 0 | 0 | 1.3831 | 0 | 0 | 0.15561 | 0.14783 | 4.719 | 0.30656 | 1.5309 | 0 | 1.5309 | 2.9755 | 49.5917 | 0.19921 | 1.6988 | 1.1065 | 1.7 | 1.6897
2007-03-30 10:00 | 0.86355 | 57.202 | -81.1226 | 32.5113 | 0.86685 | 1.5465 | 0.67919 | 0.67919 | 1.7 | 0 | 0.5202 | 0.67919 | 227.6939 | 0 | 0 | 0 | 1.5465 | 0 | 0 | 1.0208 | 0.96977 | 3.1881 | 1.6844 | 2.5162 | 0 | 2.5162 | 5.3626 | 89.3768 | 0.19895 | 0.74711 | 1.2372 | 1.7 | 3.2309
2007-03-30 11:00 | 0.94388 | 71.6247 | -71.3524 | 17.6232 | 0.94827 | 1.6917 | 2.2743 | 2.2743 | 1.3055 | 0 | 0.4125 | 2.2743 | 74.3828 | 0 | 0 | 0 | 1.6917 | 1.0198 | 0.96885 | 0 | 0 | 0.67187 | 3.949 | 0.67187 | 0 | 0.67187 | 6 | 100 | 0.19893 | 2.5018 | 1.3534 | 1.7 | 5.6407
2007-03-30 12:00 | 0.93299 | 83.3585 | -21.2075 | 3.7141 | 0.93721 | 1.672 | 0.41707 | 0.41707 | 0 | 0 | 0 | 0.41707 | 400.8879 | 1.233 | 0 | 0 | 1.672 | 0.43902 | 0.41707 | 0 | 0 | 0 | 4.5537 | 0 | 0 | 0 | 6 | 100 | 0.19893 | 0.45878 | 1.3376 | 0 | 6.2257
2007-03-30 13:00 | 0.86259 | 76.025 | 64.4412 | 12.9093 | 0.86585 | 1.5447 | 4.3618 | 3.08 | 1.7 | 0 | 0.5202 | 3.08 | 50.1517 | 0.092041 | 1.2818 | 1.7179 | 1.5447 | 1.4526 | 1.38 | 0 | 0 | 0 | 4.5537 | 0 | 0 | 0 | 6 | 100 | 0.19893 | 4.7979 | 1.2357 | 1.7 | 6.0984
2007-03-30 14:00 | 0.91709 | 61.8733 | 78.9756 | 27.7333 | 0.92101 | 1.6431 | 0.44754 | 0.44754 | 0 | 0 | 0 | 0.44754 | 367.1373 | 1.172 | 0 | 0 | 1.6431 | 0.47109 | 0.44754 | 0 | 0 | 0 | 4.5537 | 0 | 0 | 0 | 6 | 100 | 0.19893 | 0.49229 | 1.3145 | 0 | 6.1968
2007-03-30 15:00 | 0.73146 | 47.2091 | 84.3693 | 42.6757 | 0.73325 | 1.3081 | 0 | 0 | 0 | 0 | 0 | 0 | 0 | 1.3081 | 0 | 0 | 1.3081 | 0 | 0 | 0 | 0 | 0 | 4.5537 | 0 | 0 | 0 | 6 | 100 | 0.19893 | 0 | 1.0465 | 0 | 5.8618
2007-03-30 16:00 | 0.48112 | 32.431 | 87.6027 | 57.6442 | 0.48041 | 0.85704 | 1.1625 | 1.1625 | 0 | 0 | 0 | 1.1625 | 73.7271 | 0 | 2.2204e-16 | 0 | 0.85704 | 1.2236 | 1.1625 | 0 | 0 | 0 | 4.5537 | 0 | 0.36659 | -0.36659 | 5.6136 | 93.5596 | 0.19893 | 1.2787 | 0.68563 | 0 | 5.4107
2007-03-30 17:00 | 0.30642 | 17.6203 | 90.1058 | 72.6218 | 0.3029 | 0.54038 | 1.4619 | 1.4619 | 1.3355 | 0 | 0.4207 | 1.4619 | 36.9636 | 1.1102e-16 | 0 | 0 | 0.54038 | 0.13305 | 0.1264 | 0 | 0 | 0.40733 | 4.1871 | 0.40733 | 0 | 0.40733 | 6 | 100 | 0.19902 | 1.6081 | 0.4323 | 1.7 | 4.7275
2007-03-30 18:00 | 0.042521 | 2.8103 | 92.4108 | 87.6029 | 0.039504 | 0.070476 | 2.2516 | 2.2516 | 1.7 | 0 | 0.5202 | 2.2516 | 3.13 | 0 | 0 | 0 | 0.070476 | 0.58065 | 0.55162 | 0 | 0 | 0 | 4.5537 | 0 | 0.51018 | -0.51018 | 5.4622 | 91.0371 | 0.19902 | 2.4768 | 0.056381 | 1.7 | 4.6242
2007-03-30 19:00 | 0 | 0 | 94.8505 | 90 | 0 | 0 | 0 | 0 | 0 | 0 | 0 | 0 | 0 | 0 | 0 | 0 | 0 | 0 | 0 | 0 | 0 | 0.56686 | 4.0435 | 0 | 0 | 0 | 5.4622 | 91.0371 | 0.19902 | 0 | 0 | 0 | 4.0435
2007-03-30 20:00 | 0 | 0 | 97.7899 | 90 | 0 | 0 | 1.2701 | 1.2701 | 1.7 | 0 | 0.5202 | 1.2701 | 0 | 0 | 0 | 0 | 0 | 0 | 0 | 0.42987 | 0.40838 | 0.56686 | 4.0435 | 0.40838 | 0 | 0.40838 | 5.8497 | 97.4941 | 0.19913 | 1.3971 | 0 | 1.7 | 4.0435
2007-03-30 21:00 | 0 | 0 | 101.8693 | 90 | 0 | 0 | 1.4937 | 1.4937 | 1.6605 | 0 | 0.50941 | 1.4937 | 0 | 0 | 0 | 0 | 0 | 0 | 0 | 0.16683 | 0.15849 | 0.15849 | 4.4111 | 0.15849 | 0 | 0.15849 | 6 | 100 | 0.19917 | 1.643 | 0 | 1.7 | 4.4111
2007-03-30 22:00 | 0 | 0 | 108.6599 | 90 | 0 | 0 | 0.31467 | 0.31467 | 0 | 0 | 0 | 0.31467 | 0 | 0 | 0 | 0 | 0 | 0.33124 | 0.31467 | 0 | 0 | 0 | 4.5537 | 0 | 0.33124 | -0.33124 | 5.6509 | 94.1808 | 0.19917 | 0.34614 | 0 | 0 | 4.5537
2007-03-30 23:00 | 0 | 0 | 123.532 | 90 | 0 | 0 | 0.45787 | 0.45787 | 0 | 0 | 0 | 0.45787 | 0 | 0 | 5.5511e-17 | 0 | 0 | 0.48197 | 0.45787 | 0 | 0 | 0.36804 | 4.2225 | 0 | 0.48197 | -0.48197 | 5.1428 | 85.7134 | 0.19917 | 0.50366 | 0 | 0 | 4.2225
2007-03-31 | 0 | 0 | 169.1926 | 90 | 0 | 0 | 0.12267 | 0.12267 | 0 | 0 | 0 | 0.12267 | 0 | 0 | 0 | 0 | 0 | 0.12912 | 0.12267 | 0 | 0 | 0.90356 | 3.7405 | 0 | 0.12912 | -0.12912 | 5.0067 | 83.445 | 0.19917 | 0.13493 | 0 | 0 | 3.7405
2007-03-31 01:00 | 0 | 0 | -133.5222 | 90 | 0 | 0 | 0.40677 | 0.40677 | 0 | 0 | 0 | 0.40677 | 0 | 0 | 5.5511e-17 | 0 | 0 | 0.42818 | 0.40677 | 0 | 0 | 1.047 | 3.6114 | 0 | 0.42818 | -0.42818 | 4.5554 | 75.9226 | 0.19917 | 0.44745 | 0 | 0 | 3.6114
2007-03-31 02:00 | 0 | 0 | -112.7026 | 90 | 0 | 0 | 0.43149 | 0.43149 | 0 | 0 | 0 | 0.43149 | 0 | 0 | 5.5511e-17 | 0 | 0 | 0.4542 | 0.43149 | 0 | 0 | 1.5228 | 3.1832 | 0 | 0.4542 | -0.4542 | 4.0766 | 67.9432 | 0.19917 | 0.47463 | 0 | 0 | 3.1832
2007-03-31 03:00 | 0 | 0 | -104.139 | 90 | 0 | 0 | 0 | 0 | 0 | 0 | 0 | 0 | 0 | 0 | 0 | 0 | 0 | 0 | 0 | 0 | 0 | 2.0275 | 2.729 | 0 | 0 | 0 | 4.0766 | 67.9432 | 0.19917 | 0 | 0 | 0 | 2.729
2007-03-31 04:00 | 0 | 0 | -99.3632 | 90 | 0 | 0 | 0.37865 | 0.37865 | 0 | 0 | 0 | 0.37865 | 0 | 0 | 5.5511e-17 | 0 | 0 | 0.39858 | 0.37865 | 0 | 0 | 2.0275 | 2.729 | 0 | 0.39858 | -0.39858 | 3.6565 | 60.941 | 0.19917 | 0.41651 | 0 | 0 | 2.729
2007-03-31 05:00 | 0 | 0 | -96.1111 | 90 | 0 | 0 | 0.27961 | 0.27961 | 0 | 0 | 0 | 0.27961 | 0 | 0 | 5.5511e-17 | 0 | 0 | 0.29433 | 0.27961 | 0 | 0 | 2.4703 | 2.3304 | 0 | 0.29433 | -0.29433 | 3.3462 | 55.7702 | 0.19917 | 0.30758 | 0 | 0 | 2.3304
2007-03-31 06:00 | 0.013917 | 0 | -93.5448 | 90 | 0 | 0 | 0.040321 | 0.040321 | 0 | 0 | 0 | 0.040321 | 0 | 0 | 0 | 0 | 0 | 0.042443 | 0.040321 | 0 | 0 | 2.7973 | 2.0361 | 0 | 0.042443 | -0.042443 | 3.3015 | 55.0245 | 0.19917 | 0.044353 | 0 | 0 | 2.0361
2007-03-31 07:00 | 0.18662 | 13.0168 | -91.2419 | 77.3422 | 0.18289 | 0.32628 | 1.8962 | 1.8962 | 1.7 | 0 | 0.5202 | 1.8962 | 17.207 | 0 | 0 | 0 | 0.32628 | 0.20651 | 0.19618 | 0 | 0 | 2.8445 | 1.9936 | 0.11977 | 0 | 0.11977 | 3.4151 | 56.9182 | 0.19919 | 2.0858 | 0.26102 | 1.7 | 2.3199
2007-03-31 08:00 | 0.43197 | 27.8304 | -88.884 | 62.3693 | 0.4297 | 0.76659 | 1.3832 | 1.3832 | 1.7 | 0 | 0.5202 | 1.3832 | 55.4233 | 0 | 0 | 0 | 0.76659 | 0 | 0 | 0.31684 | 0.301 | 2.7247 | 2.1014 | 1.0676 | 0 | 1.0676 | 4.4279 | 73.7983 | 0.19943 | 1.5215 | 0.61327 | 1.7 | 2.868
2007-03-31 09:00 | 0.73014 | 42.6298 | -86.0556 | 47.4055 | 0.73035 | 1.3029 | 2.1556 | 2.1556 | 1.7 | 0 | 0.5202 | 2.1556 | 60.4447 | 0 | 0 | 0 | 1.3029 | 0.47957 | 0.45559 | 0 | 0 | 1.6571 | 3.0623 | 0.82337 | 0 | 0.82337 | 5.209 | 86.8169 | 0.1996 | 2.3712 | 1.0424 | 1.7 | 4.3652
2007-03-31 10:00 | 0.8797 | 57.3634 | -81.8163 | 32.4652 | 0.88205 | 1.5736 | 2.1121 | 2.1121 | 1.4093 | 0 | 0.44085 | 2.1121 | 74.5013 | 0 | 0 | 0 | 1.5736 | 0.7398 | 0.70281 | 0 | 0 | 0.83377 | 3.8033 | 0.83377 | 0 | 0.83377 | 6 | 100 | 0.19968 | 2.3234 | 1.2589 | 1.7 | 5.3769
2007-03-31 11:00 | 1.0153 | 71.836 | -72.4662 | 17.6115 | 1.0192 | 1.8182 | 1.9966 | 1.9966 | 0.61657 | 0 | 0.22442 | 1.9966 | 91.0678 | 0.3656 | 0 | 0 | 1.8182 | 1.4526 | 1.38 | 0 | 0 | 0 | 4.5537 | 0 | 0 | 0 | 6 | 100 | 0.19968 | 2.1962 | 1.4546 | 1.7 | 6.3719
2007-03-31 12:00 | 0.84186 | 83.7605 | -21.8402 | 3.9808 | 0.84394 | 1.5056 | 0.051302 | 0.051302 | 0 | 0 | 0 | 0.051302 | 2934.743 | 1.4516 | 0 | 0 | 1.5056 | 0.054002 | 0.051302 | 0 | 0 | 0 | 4.5537 | 0 | 0 | 0 | 6 | 100 | 0.19968 | 0.056432 | 1.2045 | 0 | 6.0593
2007-03-31 13:00 | 0.75804 | 76.1293 | 66.0812 | 13.0788 | 0.759 | 1.354 | 1.5107 | 1.5107 | 0.425 | 0 | 0.17213 | 1.5107 | 89.6332 | 0.21125 | 0 | 0 | 1.354 | 1.1428 | 1.0857 | 0 | 0 | 0 | 4.5537 | 0 | 0 | 0 | 6 | 100 | 0.19968 | 1.6617 | 1.0832 | 1.7 | 5.9077
2007-03-31 14:00 | 0.97347 | 61.8896 | 79.8409 | 27.8528 | 0.97658 | 1.7422 | 2.839 | 2.839 | 1.459 | 0 | 0.4544 | 2.839 | 61.3678 | 0.28959 | 0 | 0.042886 | 1.7422 | 1.4526 | 1.38 | 0 | 0 | 0 | 4.5537 | 0 | 0 | 0 | 6 | 100 | 0.19968 | 3.1229 | 1.3938 | 1.7 | 6.2959
2007-03-31 15:00 | 0.72492 | 47.2003 | 84.9699 | 42.7783 | 0.72567 | 1.2946 | 2.3077 | 2.3077 | 1.0778 | 0 | 0.35034 | 2.3077 | 56.0998 | 0 | 0 | 0 | 1.2946 | 1.2946 | 1.2299 | 0 | 0 | 0 | 4.5537 | 0 | 0 | 0 | 6 | 100 | 0.19968 | 2.5384 | 1.0357 | 1.7 | 5.8483
2007-03-31 16:00 | 0.40607 | 32.4132 | 88.0858 | 57.7373 | 0.40461 | 0.72183 | 1.4251 | 1.4251 | 0.73933 | 0 | 0.25794 | 1.4251 | 50.6521 | 0 | 0 | 0 | 0.72183 | 0.72183 | 0.68574 | 0 | 0 | 0 | 4.5537 | 0 | 0 | 0 | 6 | 100 | 0.19968 | 1.5676 | 0.57746 | 1.7 | 5.2755
2007-03-31 17:00 | 0.18431 | 17.6007 | 90.5335 | 72.7082 | 0.1828 | 0.32611 | 1.2493 | 1.2493 | 0 | 0 | 0 | 1.2493 | 26.104 | 0 | 0 | 0 | 0.32611 | 1.315 | 1.2493 | 0 | 0 | 0 | 4.5537 | 0 | 0.98892 | -0.98892 | 4.9576 | 82.6265 | 0.19968 | 1.3742 | 0.26089 | 0 | 4.8798
2007-03-31 18:00 | 0.039542 | 2.7934 | 92.8191 | 87.6836 | 0.036866 | 0.065769 | 3.7891 | 3.08 | 1.7 | 0 | 0.5202 | 3.08 | 2.1354 | 2.2204e-16 | 0.70912 | 1.088 | 0.065769 | 1.4526 | 1.38 | 0 | 0 | 1.0988 | 3.5648 | 0 | 1.3869 | -1.3869 | 3.4957 | 58.2619 | 0.19968 | 4.168 | 0.052615 | 1.7 | 3.6305
2007-03-31 19:00 | 0 | 0 | 95.2676 | 90 | 0 | 0 | 2.4008 | 2.4008 | 1.7 | 0 | 0.5202 | 2.4008 | 0 | 0 | 0 | 0 | 0 | 0.73771 | 0.70082 | 0 | 0 | 2.6398 | 2.1779 | 0 | 0.73771 | -0.73771 | 2.7181 | 45.3016 | 0.19968 | 2.6409 | 0 | 1.7 | 2.1779
2007-03-31 20:00 | 0 | 0 | 98.2468 | 90 | 0 | 0 | 1.8889 | 1.8889 | 1.7 | 0 | 0.5202 | 1.8889 | 0 | 0 | 0 | 0 | 0 | 0.19887 | 0.18892 | 0 | 0 | 3.4594 | 1.4402 | 0 | 0.19887 | -0.19887 | 2.5085 | 41.8079 | 0.19968 | 2.0778 | 0 | 1.7 | 1.4402
2007-03-31 21:00 | 0 | 0 | 102.4114 | 90 | 0 | 0 | 0 | 0 | 1.4526 | 0 | 0.45267 | 0 | 0 | 0 | 0 | 0 | 0 | 0 | 0 | 1.4526 | 1.38 | 3.6804 | 1.2413 | 1.38 | 0 | 1.38 | 3.8177 | 63.6276 | 0.19976 | 0 | 0 | 1.7 | 1.2413
2007-03-31 22:00 | 0 | 0 | 109.372 | 90 | 0 | 0 | 0.23984 | 0.23984 | 1.6925 | 0 | 0.51815 | 0.23984 | 0 | 2.2204e-16 | 0 | 0 | 0 | 0 | 0 | 1.4526 | 1.38 | 2.3004 | 2.4833 | 1.38 | 0 | 1.38 | 5.1268 | 85.4472 | 0.20001 | 0.26383 | 0 | 1.7 | 2.4833
2007-03-31 23:00 | 0 | 0 | 124.5711 | 90 | 0 | 0 | 0.12445 | 0.12445 | 0 | 0 | 0 | 0.12445 | 0 | 0 | 0 | 0 | 0 | 0.131 | 0.12445 | 0 | 0 | 0.9204 | 3.7253 | 0 | 0.131 | -0.131 | 4.9888 | 83.1458 | 0.20001 | 0.1369 | 0 | 0 | 3.7253
2007-04-01 | 0 | 0 | 169.878 | 90 | 0 | 0 | 0.28813 | 0.28813 | 0 | 0 | 0 | 0.28813 | 0 | 0 | 5.5511e-17 | 0 | 0 | 0.3033 | 0.28813 | 0 | 0 | 1.066 | 3.5943 | 0 | 0.3033 | -0.3033 | 4.6691 | 77.8175 | 0.20001 | 0.31694 | 0 | 0 | 3.5943
2007-04-01 01:00 | 0 | 0 | -134.2728 | 90 | 0 | 0 | 0.358 | 0.358 | 0 | 0 | 0 | 0.358 | 0 | 0 | 5.5511e-17 | 0 | 0 | 0.37684 | 0.358 | 0 | 0 | 1.4029 | 3.291 | 0 | 0.37684 | -0.37684 | 4.2718 | 71.197 | 0.20001 | 0.3938 | 0 | 0 | 3.291
2007-04-01 02:00 | 0 | 0 | -113.3581 | 90 | 0 | 0 | 0 | 0 | 0 | 0 | 0 | 0 | 0 | 0 | 0 | 0 | 0 | 0 | 0 | 0 | 0 | 1.8217 | 2.9142 | 0 | 0 | 0 | 4.2718 | 71.197 | 0.20001 | 0 | 0 | 0 | 2.9142
2007-04-01 03:00 | 0 | 0 | -104.6539 | 90 | 0 | 0 | 0.3529 | 0.3529 | 0 | 0 | 0 | 0.3529 | 0 | 0 | 0 | 0 | 0 | 0.37147 | 0.3529 | 0 | 0 | 1.8217 | 2.9142 | 0 | 0.37147 | -0.37147 | 3.8803 | 64.671 | 0.20001 | 0.38818 | 0 | 0 | 2.9142
2007-04-01 04:00 | 0 | 0 | -99.798 | 90 | 0 | 0 | 0.22005 | 0.22005 | 0 | 0 | 0 | 0.22005 | 0 | 0 | 2.7756e-17 | 0 | 0 | 0.23163 | 0.22005 | 0 | 0 | 2.2344 | 2.5427 | 0 | 0.23163 | -0.23163 | 3.6361 | 60.6016 | 0.20001 | 0.24206 | 0 | 0 | 2.5427
2007-04-01 05:00 | 0 | 0 | -96.5055 | 90 | 0 | 0 | 0.16074 | 0.16074 | 0 | 0 | 0 | 0.16074 | 0 | 0 | 2.7756e-17 | 0 | 0 | 0.1692 | 0.16074 | 0 | 0 | 2.4918 | 2.3111 | 0 | 0.1692 | -0.1692 | 3.4578 | 57.6291 | 0.20001 | 0.17681 | 0 | 0 | 2.3111
2007-04-01 06:00 | 0.011523 | 0 | -93.9266 | 90 | 0 | 0 | 0.7972 | 0.7972 | 0 | 0 | 0 | 0.7972 | 0 | 0 | 1.1102e-16 | 0 | 0 | 0.83915 | 0.7972 | 0 | 0 | 2.6798 | 2.1419 | 0 | 0.83915 | -0.83915 | 2.5732 | 42.8867 | 0.20001 | 0.87692 | 0 | 0 | 2.1419
2007-04-01 07:00 | 0.15339 | 13.1543 | -91.6354 | 77.2681 | 0.15095 | 0.2693 | 2.0105 | 2.0105 | 1.7 | 0 | 0.5202 | 2.0105 | 13.3944 | 5.5511e-17 | 0 | 0 | 0.2693 | 0.32684 | 0.3105 | 0 | 0 | 3.6122 | 1.3027 | 0 | 0.057548 | -0.057548 | 2.5125 | 41.8757 | 0.20001 | 2.2116 | 0.21544 | 1.7 | 1.572
2007-04-01 08:00 | 0.21203 | 27.9674 | -89.3179 | 62.3025 | 0.21094 | 0.37632 | 2.1255 | 2.1255 | 1.7 | 0 | 0.5202 | 2.1255 | 17.705 | 1.1102e-16 | 0 | 0 | 0.37632 | 0.44791 | 0.42551 | 0 | 0 | 3.6761 | 1.2452 | 0 | 0.071584 | -0.071584 | 2.4371 | 40.6181 | 0.20001 | 2.3381 | 0.30106 | 1.7 | 1.6215
2007-04-01 09:00 | 0.36494 | 42.7716 | -86.575 | 47.3481 | 0.36348 | 0.64845 | 1.8153 | 1.8153 | 1.7 | 0 | 0.5202 | 1.8153 | 35.7217 | 0 | 0 | 0 | 0.64845 | 0.12135 | 0.11528 | 0 | 0 | 3.7556 | 1.1736 | 0.5271 | 0 | 0.5271 | 2.9371 | 48.9523 | 0.20011 | 1.9968 | 0.51876 | 1.7 | 1.8221
2007-04-01 10:00 | 0.35119 | 57.5205 | -82.5144 | 32.4238 | 0.34966 | 0.62379 | 0.020413 | 0.020413 | 1.473 | 0 | 0.45824 | 0.020413 | 3055.817 | 2.2204e-16 | 0 | 0 | 0.62379 | 0 | 0 | 1.4526 | 1.38 | 3.2285 | 1.648 | 2.0038 | 0 | 2.0038 | 4.8381 | 80.635 | 0.19993 | 0.022455 | 0.49904 | 1.7 | 2.2718
2007-04-01 11:00 | 0.57143 | 72.0404 | -73.6022 | 17.6089 | 0.5701 | 1.017 | 0.96152 | 0.96152 | 0 | 0 | 0 | 0.96152 | 105.7748 | 0 | 0 | 0 | 1.017 | 1.0121 | 0.96152 | 0 | 0 | 1.2248 | 3.4514 | 0.00492 | 0 | 0.00492 | 4.8428 | 80.7128 | 0.19992 | 1.0577 | 0.81364 | 0 | 4.4685
2007-04-01 12:00 | 0.71052 | 84.1606 | -22.5579 | 4.2691 | 0.71026 | 1.2671 | 0.5439 | 0.5439 | 0 | 0 | 0 | 0.5439 | 232.9662 | 0 | 0 | 0 | 1.2671 | 0.57253 | 0.5439 | 0 | 0 | 1.2198 | 3.4558 | 0.69458 | 0 | 0.69458 | 5.5017 | 91.695 | 0.19962 | 0.59829 | 1.0137 | 0 | 4.7229
2007-04-01 13:00 | 0.82741 | 76.2224 | 67.7404 | 13.2581 | 0.82866 | 1.4783 | 1.6567 | 1.6567 | 0.75125 | 0 | 0.26119 | 1.6567 | 89.2351 | 0 | 0 | 0 | 1.4783 | 0.95307 | 0.90542 | 0 | 0 | 0.52526 | 4.081 | 0.52526 | 0 | 0.52526 | 6 | 100 | 0.1996 | 1.8223 | 1.1827 | 1.7 | 5.5593
2007-04-01 14:00 | 0.62625 | 61.9004 | 80.705 | 27.9771 | 0.62557 | 1.116 | 0.37541 | 0.37541 | 0 | 0 | 0 | 0.37541 | 297.2808 | 0.72085 | 0 | 0 | 1.116 | 0.39517 | 0.37541 | 0 | 0 | 0 | 4.5537 | 0 | 0 | 0 | 6 | 100 | 0.1996 | 0.41295 | 0.89281 | 0 | 5.6697
2007-04-01 15:00 | 0.16673 | 47.1883 | 85.5689 | 42.8836 | 0.16593 | 0.29601 | 1.248 | 1.248 | 0 | 0 | 0 | 1.248 | 23.72 | 0 | 2.2204e-16 | 0 | 0.29601 | 1.3136 | 1.248 | 0 | 0 | 0 | 4.5537 | 0 | 1.0176 | -1.0176 | 4.9273 | 82.1222 | 0.1996 | 1.3728 | 0.23681 | 0 | 4.8497
2007-04-01 16:00 | 0.096561 | 32.3937 | 88.5675 | 57.8319 | 0.096087 | 0.17142 | 0.58501 | 0.58501 | 0 | 0 | 0 | 0.58501 | 29.302 | 0 | 1.1102e-16 | 0 | 0.17142 | 0.6158 | 0.58501 | 0 | 0 | 1.1307 | 3.5361 | 0 | 0.44438 | -0.44438 | 4.4589 | 74.3153 | 0.1996 | 0.64351 | 0.13714 | 0 | 3.7075
2007-04-01 17:00 | 0.11603 | 17.5802 | 90.9602 | 72.7952 | 0.11538 | 0.20583 | 1.361 | 1.361 | 1.7 | 0 | 0.5202 | 1.361 | 15.1235 | 0 | 0 | 0 | 0.20583 | 0 | 0 | 0.339 | 0.32205 | 1.6244 | 3.0917 | 0.52788 | 0 | 0.52788 | 4.9597 | 82.6618 | 0.19973 | 1.4971 | 0.16466 | 1.7 | 3.2975
2007-04-01 18:00 | 0.043056 | 2.7764 | 93.2265 | 87.7642 | 0.038811 | 0.069238 | 2.5311 | 2.5311 | 1.7 | 0 | 0.5202 | 2.5311 | 2.7355 | 0 | 0 | 0 | 0.069238 | 0.87482 | 0.83108 | 0 | 0 | 1.0966 | 3.5668 | 0 | 0.80558 | -0.80558 | 4.1106 | 68.5092 | 0.19973 | 2.7842 | 0.05539 | 1.7 | 3.636
2007-04-01 19:00 | 0 | 0 | 95.6838 | 90 | 0 | 0 | 0 | 0 | 1.4526 | 0 | 0.45267 | 0 | 0 | 0 | 0 | 0 | 0 | 0 | 0 | 1.4526 | 1.38 | 1.9917 | 2.7612 | 1.38 | 0 | 1.38 | 5.4197 | 90.3289 | 0.19981 | 0 | 0 | 1.7 | 2.7612
2007-04-01 20:00 | 0 | 0 | 98.7025 | 90 | 0 | 0 | 0 | 0 | 0 | 0 | 0 | 0 | 0 | 0 | 0 | 0 | 0 | 0 | 0 | 0 | 0 | 0.61166 | 4.0032 | 0 | 0 | 0 | 5.4197 | 90.3289 | 0.19981 | 0 | 0 | 0 | 4.0032
2007-04-01 21:00 | 0 | 0 | 102.9519 | 90 | 0 | 0 | 0.48742 | 0.48742 | 0 | 0 | 0 | 0.48742 | 0 | 0 | 1.1102e-16 | 0 | 0 | 0.51307 | 0.48742 | 0 | 0 | 0.61166 | 4.0032 | 0 | 0.51307 | -0.51307 | 4.8789 | 81.3152 | 0.19981 | 0.53616 | 0 | 0 | 4.0032
2007-04-01 22:00 | 0 | 0 | 110.0798 | 90 | 0 | 0 | 0.10046 | 0.10046 | 0 | 0 | 0 | 0.10046 | 0 | 0 | 0 | 0 | 0 | 0.10575 | 0.10046 | 0 | 0 | 1.1817 | 3.4901 | 0 | 0.10575 | -0.10575 | 4.7674 | 79.4573 | 0.19981 | 0.11051 | 0 | 0 | 3.4901
2007-04-01 23:00 | 0 | 0 | 125.5922 | 90 | 0 | 0 | 0.14762 | 0.14762 | 0 | 0 | 0 | 0.14762 | 0 | 0 | 0 | 0 | 0 | 0.15539 | 0.14762 | 0 | 0 | 1.2992 | 3.3844 | 0 | 0.15539 | -0.15539 | 4.6037 | 76.7274 | 0.19981 | 0.16238 | 0 | 0 | 3.3844
2007-04-02 | 0 | 0 | 170.5227 | 90 | 0 | 0 | 0 | 0 | 0 | 0 | 0 | 0 | 0 | 0 | 0 | 0 | 0 | 0 | 0 | 0 | 0 | 1.4719 | 3.229 | 0 | 0 | 0 | 4.6037 | 76.7274 | 0.19981 | 0 | 0 | 0 | 3.229
2007-04-02 01:00 | 0 | 0 | -134.9948 | 90 | 0 | 0 | 0.51242 | 0.51242 | 0 | 0 | 0 | 0.51242 | 0 | 0 | 1.1102e-16 | 0 | 0 | 0.53939 | 0.51242 | 0 | 0 | 1.4719 | 3.229 | 0 | 0.53939 | -0.53939 | 4.0351 | 67.2513 | 0.19981 | 0.56366 | 0 | 0 | 3.229
2007-04-02 02:00 | 0 | 0 | -114.0028 | 90 | 0 | 0 | 0.039029 | 0.039029 | 0 | 0 | 0 | 0.039029 | 0 | 0 | 6.9389e-18 | 0 | 0 | 0.041083 | 0.039029 | 0 | 0 | 2.0712 | 2.6896 | 0 | 0.041083 | -0.041083 | 3.9918 | 66.5296 | 0.19981 | 0.042931 | 0 | 0 | 2.6896
2007-04-02 03:00 | 0 | 0 | -105.164 | 90 | 0 | 0 | 0 | 0 | 0 | 0 | 0 | 0 | 0 | 0 | 0 | 0 | 0 | 0 | 0 | 0 | 0 | 2.1169 | 2.6485 | 0 | 0 | 0 | 3.9918 | 66.5296 | 0.19981 | 0 | 0 | 0 | 2.6485
2007-04-02 04:00 | 0 | 0 | -100.2302 | 90 | 0 | 0 | 0.50357 | 0.50357 | 0 | 0 | 0 | 0.50357 | 0 | 0 | 0 | 0 | 0 | 0.53007 | 0.50357 | 0 | 0 | 2.1169 | 2.6485 | 0 | 0.53007 | -0.53007 | 3.433 | 57.2172 | 0.19981 | 0.55393 | 0 | 0 | 2.6485
2007-04-02 05:00 | 0 | 0 | -96.8984 | 90 | 0 | 0 | 0.13987 | 0.13987 | 0 | 0 | 0 | 0.13987 | 0 | 0 | 0 | 0 | 0 | 0.14723 | 0.13987 | 0 | 0 | 2.7058 | 2.1184 | 0 | 0.14723 | -0.14723 | 3.2778 | 54.6305 | 0.19981 | 0.15386 | 0 | 0 | 2.1184
2007-04-02 06:00 | 0.0088701 | 0 | -94.3074 | 90 | 0 | 0 | 0.13477 | 0.13477 | 0 | 0 | 0 | 0.13477 | 0 | 0 | 2.7756e-17 | 0 | 0 | 0.14186 | 0.13477 | 0 | 0 | 2.8694 | 1.9712 | 0 | 0.14186 | -0.14186 | 3.1283 | 52.1383 | 0.19981 | 0.14825 | 0 | 0 | 1.9712
2007-04-02 07:00 | 0.13602 | 13.2907 | -92.0283 | 77.195 | 0.1342 | 0.23942 | 0.39838 | 0.39838 | 0 | 0 | 0 | 0.39838 | 60.0986 | 0 | 5.5511e-17 | 0 | 0.23942 | 0.41934 | 0.39838 | 0 | 0 | 3.027 | 1.8293 | 0 | 0.17992 | -0.17992 | 2.9386 | 48.9773 | 0.19981 | 0.43821 | 0.19153 | 0 | 2.0688
2007-04-02 08:00 | 0.33139 | 28.1026 | -89.7518 | 62.2373 | 0.32898 | 0.58691 | 0 | 0 | 0 | 0 | 0 | 0 | 0 | 0 | 0 | 0 | 0.58691 | 0 | 0 | 0 | 0 | 3.227 | 1.6494 | 0.58691 | 0 | 0.58691 | 3.4954 | 58.2572 | 0.19955 | 0 | 0.46953 | 0 | 2.2363
2007-04-02 09:00 | 0.47024 | 42.9107 | -87.0954 | 47.2937 | 0.4685 | 0.83581 | 0.26446 | 0.26446 | 0 | 0 | 0 | 0.26446 | 316.0471 | 0 | 0 | 0 | 0.83581 | 0.27838 | 0.26446 | 0 | 0 | 2.6401 | 2.1776 | 0.55743 | 0 | 0.55743 | 4.0243 | 67.0709 | 0.1993 | 0.2909 | 0.66865 | 0 | 3.0134
2007-04-02 10:00 | 0.67695 | 57.6732 | -83.2165 | 32.387 | 0.67621 | 1.2064 | 0.64829 | 0.64829 | 0 | 0 | 0 | 0.64829 | 186.0828 | 0 | 0 | 0 | 1.2064 | 0.68241 | 0.64829 | 0 | 0 | 2.0826 | 2.6793 | 0.52395 | 0 | 0.52395 | 4.5213 | 75.3552 | 0.19907 | 0.71312 | 0.96509 | 0 | 3.8857
2007-04-02 11:00 | 0.85176 | 72.2374 | -74.7601 | 17.6155 | 0.85251 | 1.5209 | 0 | 0 | 0 | 0 | 0 | 0 | 0 | 0 | 0 | 0 | 1.5209 | 0 | 0 | 0 | 0 | 1.5587 | 3.1509 | 1.5209 | 0 | 1.5209 | 5.9641 | 99.4023 | 0.19841 | 0 | 1.2167 | 0 | 4.6718
2007-04-02 12:00 | 0.9287 | 84.5586 | -23.3792 | 4.5747 | 0.93019 | 1.6595 | 0.23577 | 0.23577 | 0 | 0 | 0 | 0.23577 | 703.8482 | 1.3735 | 0 | 0 | 1.6595 | 0.24818 | 0.23577 | 0 | 0 | 0.037804 | 4.5197 | 0.037804 | 0 | 0.037804 | 6 | 100 | 0.19839 | 0.25935 | 1.3276 | 0 | 6.1791
2007-04-02 13:00 | 0.54721 | 76.3041 | 69.4157 | 13.4466 | 0.54554 | 0.97324 | 1.838 | 1.838 | 0.91346 | 0 | 0.30547 | 1.838 | 52.9499 | 1.1102e-16 | 0 | 0 | 0.97324 | 0.97324 | 0.92457 | 0 | 0 | 0 | 4.5537 | 0 | 0 | 0 | 6 | 100 | 0.19839 | 2.0218 | 0.77859 | 1.7 | 5.5269
2007-04-02 14:00 | 0.45767 | 61.9059 | 81.5672 | 28.1059 | 0.45596 | 0.81344 | 3.3002 | 3.08 | 1.7 | 0 | 0.5202 | 3.08 | 26.4102 | 2.2204e-16 | 0.22018 | 0.55019 | 0.81344 | 1.4526 | 1.38 | 0 | 0 | 0 | 4.5537 | 0 | 0.6392 | -0.6392 | 5.3262 | 88.7705 | 0.19839 | 3.6302 | 0.65075 | 1.7 | 5.3671
2007-04-02 15:00 | 0.59324 | 47.1734 | 86.166 | 42.9914 | 0.59181 | 1.0558 | 0.43779 | 0.43779 | 0 | 0 | 0 | 0.43779 | 241.1622 | 0 | 0 | 0 | 1.0558 | 0.46084 | 0.43779 | 0 | 0 | 0.71022 | 3.9145 | 0.59496 | 0 | 0.59496 | 5.8907 | 98.1776 | 0.19813 | 0.48157 | 0.84463 | 0 | 4.9703
2007-04-02 16:00 | 0.40255 | 32.3725 | 89.0478 | 57.928 | 0.40012 | 0.71381 | 1.068 | 1.068 | 0 | 0 | 0 | 1.068 | 66.8348 | 0 | 0 | 0 | 0.71381 | 1.1242 | 1.068 | 0 | 0 | 0.11526 | 4.45 | 0 | 0.41042 | -0.41042 | 5.458 | 90.9672 | 0.19813 | 1.1748 | 0.57105 | 0 | 5.1638
2007-04-02 17:00 | 0.084289 | 17.559 | 91.3855 | 72.8828 | 0.083843 | 0.14958 | 0.14344 | 0.14344 | 0 | 0 | 0 | 0.14344 | 104.2805 | 0 | 0 | 0 | 0.14958 | 0.15098 | 0.14344 | 0 | 0 | 0.57128 | 4.0395 | 0 | 0.0014094 | -0.0014094 | 5.4566 | 90.9424 | 0.19813 | 0.15778 | 0.11966 | 0 | 4.1891
2007-04-02 18:00 | 0.03446 | 2.7594 | 93.6327 | 87.8446 | 0.032494 | 0.057968 | 1.1836 | 1.1836 | 0 | 0 | 0 | 1.1836 | 4.8976 | 0 | 4.4409e-16 | 0 | 0.057968 | 1.2459 | 1.1836 | 0 | 0 | 0.57285 | 4.0381 | 0 | 1.1879 | -1.1879 | 4.2044 | 70.0725 | 0.19813 | 1.302 | 0.046375 | 0 | 4.0961
2007-04-02 19:00 | 0 | 0 | 96.0988 | 90 | 0 | 0 | 2.3552 | 2.3552 | 1.7 | 0 | 0.5202 | 2.3552 | 0 | 0 | 0 | 0 | 0 | 0.68966 | 0.65518 | 0 | 0 | 1.8928 | 2.8502 | 0 | 0.68966 | -0.68966 | 3.4774 | 57.9564 | 0.19813 | 2.5907 | 0 | 1.7 | 2.8502
2007-04-02 20:00 | 0 | 0 | 99.157 | 90 | 0 | 0 | 0 | 0 | 1.4526 | 0 | 0.45267 | 0 | 0 | 0 | 0 | 0 | 0 | 0 | 0 | 1.4526 | 1.38 | 2.6591 | 2.1605 | 1.38 | 0 | 1.38 | 4.7866 | 79.7761 | 0.19822 | 0 | 0 | 1.7 | 2.1605
2007-04-02 21:00 | 0 | 0 | 103.4904 | 90 | 0 | 0 | 1.8071 | 1.8071 | 1.7 | 0 | 0.5202 | 1.8071 | 0 | 0 | 0 | 0 | 0 | 0.11278 | 0.10714 | 0 | 0 | 1.2791 | 3.4025 | 0 | 0.11278 | -0.11278 | 4.6677 | 77.7947 | 0.19822 | 1.9879 | 0 | 1.7 | 3.4025
2007-04-02 22:00 | 0 | 0 | 110.7831 | 90 | 0 | 0 | 0.43317 | 0.43317 | 1.7 | 0 | 0.5202 | 0.43317 | 0 | 0 | 0 | 0 | 0 | 0 | 0 | 1.2668 | 1.2035 | 1.4044 | 3.2897 | 1.2035 | 0 | 1.2035 | 5.8094 | 96.8235 | 0.19854 | 0.47649 | 0 | 1.7 | 3.2897
2007-04-02 23:00 | 0 | 0 | 126.5949 | 90 | 0 | 0 | 0.16676 | 0.16676 | 0 | 0 | 0 | 0.16676 | 0 | 0 | 0 | 0 | 0 | 0.17553 | 0.16676 | 0 | 0 | 0.2009 | 4.3729 | 0 | 0.17553 | -0.17553 | 5.6244 | 93.7396 | 0.19854 | 0.18343 | 0 | 0 | 4.3729
2007-04-03 | 0 | 0 | 171.1295 | 90 | 0 | 0 | 0.085492 | 0.085492 | 0 | 0 | 0 | 0.085492 | 0 | 0 | 1.3878e-17 | 0 | 0 | 0.089992 | 0.085492 | 0 | 0 | 0.39594 | 4.1973 | 0 | 0.089992 | -0.089992 | 5.5295 | 92.1586 | 0.19854 | 0.094041 | 0 | 0 | 4.1973
2007-04-03 01:00 | 0 | 0 | -135.6896 | 90 | 0 | 0 | 0.28687 | 0.28687 | 0 | 0 | 0 | 0.28687 | 0 | 0 | 5.5511e-17 | 0 | 0 | 0.30196 | 0.28687 | 0 | 0 | 0.49593 | 4.1074 | 0 | 0.30196 | -0.30196 | 5.2112 | 86.8537 | 0.19854 | 0.31555 | 0 | 0 | 4.1074
2007-04-03 02:00 | 0 | 0 | -114.6366 | 90 | 0 | 0 | 0.58789 | 0.58789 | 0 | 0 | 0 | 0.58789 | 0 | 0 | 0 | 0 | 0 | 0.61883 | 0.58789 | 0 | 0 | 0.83145 | 3.8054 | 0 | 0.61883 | -0.61883 | 4.5589 | 75.9819 | 0.19854 | 0.64668 | 0 | 0 | 3.8054
2007-04-03 03:00 | 0 | 0 | -105.6692 | 90 | 0 | 0 | 0.37075 | 0.37075 | 0 | 0 | 0 | 0.37075 | 0 | 0 | 5.5511e-17 | 0 | 0 | 0.39026 | 0.37075 | 0 | 0 | 1.519 | 3.1866 | 0 | 0.39026 | -0.39026 | 4.1475 | 69.1257 | 0.19854 | 0.40783 | 0 | 0 | 3.1866
2007-04-03 04:00 | 0 | 0 | -100.6596 | 90 | 0 | 0 | 0.21071 | 0.21071 | 0 | 0 | 0 | 0.21071 | 0 | 0 | 2.7756e-17 | 0 | 0 | 0.2218 | 0.21071 | 0 | 0 | 1.9527 | 2.7963 | 0 | 0.2218 | -0.2218 | 3.9138 | 65.2291 | 0.19854 | 0.23178 | 0 | 0 | 2.7963
2007-04-03 05:00 | 0 | 0 | -97.2895 | 90 | 0 | 0 | 0 | 0 | 0 | 0 | 0 | 0 | 0 | 0 | 0 | 0 | 0 | 0 | 0 | 0 | 0 | 2.1991 | 2.5745 | 0 | 0 | 0 | 3.9138 | 65.2291 | 0.19854 | 0 | 0 | 0 | 2.5745
2007-04-03 06:00 | 0.020609 | 0 | -94.687 | 90 | 0 | 0 | 0.49042 | 0.49042 | 0 | 0 | 0 | 0.49042 | 0 | 0 | 0 | 0 | 0 | 0.51623 | 0.49042 | 0 | 0 | 2.1991 | 2.5745 | 0 | 0.51623 | -0.51623 | 3.3696 | 56.16 | 0.19854 | 0.53946 | 0 | 0 | 2.5745
2007-04-03 07:00 | 0.20282 | 13.426 | -92.4206 | 77.1229 | 0.19636 | 0.35031 | 1.3576 | 1.3576 | 1.7 | 0 | 0.5202 | 1.3576 | 25.8032 | 0 | 0 | 0 | 0.35031 | 0 | 0 | 0.34239 | 0.32527 | 2.7727 | 2.0583 | 0.67558 | 0 | 0.67558 | 4.0105 | 66.8418 | 0.19869 | 1.4934 | 0.28024 | 1.7 | 2.4086
2007-04-03 08:00 | 0.35113 | 28.2358 | -90.1854 | 62.1741 | 0.348 | 0.62084 | 0 | 0 | 1.4526 | 0 | 0.45267 | 0 | 0 | 0 | 0 | 0 | 0.62084 | 0 | 0 | 1.4526 | 1.38 | 2.0971 | 2.6663 | 2.0008 | 0 | 2.0008 | 5.9087 | 98.4777 | 0.1985 | 0 | 0.49667 | 1.7 | 3.2871
2007-04-03 09:00 | 0.71505 | 43.0468 | -87.6165 | 47.2421 | 0.71206 | 1.2703 | 0.26854 | 0.26854 | 0 | 0 | 0 | 0.26854 | 473.0384 | 0.89135 | 0 | 0 | 1.2703 | 0.28268 | 0.26854 | 0 | 0 | 0.096279 | 4.467 | 0.096279 | 0 | 0.096279 | 6 | 100 | 0.19846 | 0.2954 | 1.0162 | 0 | 5.7373
2007-04-03 10:00 | 0.87809 | 57.8214 | -83.9226 | 32.355 | 0.87726 | 1.565 | 0 | 0 | 0 | 0 | 0 | 0 | 0 | 1.565 | 0 | 0 | 1.565 | 0 | 0 | 0 | 0 | 0 | 4.5537 | 0 | 0 | 0 | 6 | 100 | 0.19846 | 0 | 1.252 | 0 | 6.1187
2007-04-03 11:00 | 0.84875 | 72.4267 | -75.9393 | 17.6313 | 0.84868 | 1.514 | 1.2375 | 1.2375 | 0 | 0 | 0 | 1.2375 | 122.3438 | 0.21138 | 0 | 0 | 1.514 | 1.3027 | 1.2375 | 0 | 0 | 0 | 4.5537 | 0 | 0 | 0 | 6 | 100 | 0.19846 | 1.3613 | 1.2112 | 0 | 6.0677
2007-04-03 12:00 | 0.93154 | 84.9541 | -24.3281 | 4.894 | 0.93217 | 1.663 | 0.80703 | 0.80703 | 0 | 0 | 0 | 0.80703 | 206.0636 | 0.81349 | 0 | 0 | 1.663 | 0.8495 | 0.80703 | 0 | 0 | 0 | 4.5537 | 0 | 0 | 0 | 6 | 100 | 0.19846 | 0.88773 | 1.3304 | 0 | 6.2167
2007-04-03 13:00 | 1.0305 | 76.3743 | 71.1039 | 13.6437 | 1.0314 | 1.84 | 0.72417 | 0.72417 | 0 | 0 | 0 | 0.72417 | 254.0833 | 1.0777 | 0 | 0 | 1.84 | 0.76228 | 0.72417 | 0 | 0 | 0 | 4.5537 | 0 | 0 | 0 | 6 | 100 | 0.19846 | 0.79658 | 1.472 | 0 | 6.3937
2007-04-03 14:00 | 0.8433 | 61.9062 | 82.4269 | 28.239 | 0.84278 | 1.5035 | 0.037927 | 0.037927 | 0 | 0 | 0 | 0.037927 | 3964.229 | 1.4636 | 0 | 0 | 1.5035 | 0.039924 | 0.037927 | 0 | 0 | 0 | 4.5537 | 0 | 0 | 0 | 6 | 100 | 0.19846 | 0.04172 | 1.2028 | 0 | 6.0572
2007-04-03 15:00 | 0.63632 | 47.1556 | 86.7609 | 43.1016 | 0.63424 | 1.1315 | 0 | 0 | 0 | 0 | 0 | 0 | 0 | 1.1315 | 0 | 0 | 1.1315 | 0 | 0 | 0 | 0 | 0 | 4.5537 | 0 | 0 | 0 | 6 | 100 | 0.19846 | 0 | 0.90518 | 0 | 5.6852
2007-04-03 16:00 | 0.44308 | 32.3496 | 89.5263 | 58.0252 | 0.43959 | 0.78424 | 1.1599 | 1.1599 | 0 | 0 | 0 | 1.1599 | 67.6115 | 0 | 0 | 0 | 0.78424 | 1.221 | 1.1599 | 0 | 0 | 0 | 4.5537 | 0 | 0.43673 | -0.43673 | 5.5397 | 92.3275 | 0.19846 | 1.2759 | 0.62739 | 0 | 5.3379
2007-04-03 17:00 | 0.17903 | 17.537 | 91.8095 | 72.9708 | 0.17702 | 0.31581 | 0.60633 | 0.60633 | 0 | 0 | 0 | 0.60633 | 52.0844 | 0 | 0 | 0 | 0.31581 | 0.63825 | 0.60633 | 0 | 0 | 0.48525 | 4.117 | 0 | 0.32244 | -0.32244 | 5.1998 | 86.6628 | 0.19846 | 0.66697 | 0.25264 | 0 | 4.4328
2007-04-03 18:00 | 0.043532 | 2.7425 | 94.0377 | 87.9247 | 0.037914 | 0.067638 | 0 | 0 | 0 | 0 | 0 | 0 | 0 | 0 | 0 | 0 | 0.067638 | 0 | 0 | 0 | 0 | 0.84352 | 3.7945 | 0.067638 | 0 | 0.067638 | 5.2639 | 87.7323 | 0.19843 | 0 | 0.054111 | 0 | 3.8622
2007-04-03 19:00 | 0 | 0 | 96.5127 | 90 | 0 | 0 | 0 | 0 | 0 | 0 | 0 | 0 | 0 | 0 | 0 | 0 | 0 | 0 | 0 | 0 | 0 | 0.77588 | 3.8554 | 0 | 0 | 0 | 5.2639 | 87.7323 | 0.19843 | 0 | 0 | 0 | 3.8554
2007-04-03 20:00 | 0 | 0 | 99.61 | 90 | 0 | 0 | 0.21696 | 0.21696 | 0 | 0 | 0 | 0.21696 | 0 | 0 | 0 | 0 | 0 | 0.22838 | 0.21696 | 0 | 0 | 0.77588 | 3.8554 | 0 | 0.22838 | -0.22838 | 5.0232 | 83.7201 | 0.19843 | 0.23865 | 0 | 0 | 3.8554
2007-04-03 21:00 | 0 | 0 | 104.0267 | 90 | 0 | 0 | 0.019365 | 0.019365 | 0 | 0 | 0 | 0.019365 | 0 | 0 | 0 | 0 | 0 | 0.020384 | 0.019365 | 0 | 0 | 1.0296 | 3.627 | 0 | 0.020384 | -0.020384 | 5.0017 | 83.362 | 0.19843 | 0.021301 | 0 | 0 | 3.627
2007-04-03 22:00 | 0 | 0 | 111.4815 | 90 | 0 | 0 | 0.1885 | 0.1885 | 0 | 0 | 0 | 0.1885 | 0 | 0 | 2.7756e-17 | 0 | 0 | 0.19842 | 0.1885 | 0 | 0 | 1.0523 | 3.6066 | 0 | 0.19842 | -0.19842 | 4.7926 | 79.8762 | 0.19843 | 0.20735 | 0 | 0 | 3.6066
2007-04-03 23:00 | 0 | 0 | 127.5786 | 90 | 0 | 0 | 0.54585 | 0.54585 | 0 | 0 | 0 | 0.54585 | 0 | 0 | 1.1102e-16 | 0 | 0 | 0.57457 | 0.54585 | 0 | 0 | 1.2727 | 3.4082 | 0 | 0.57457 | -0.57457 | 4.1869 | 69.782 | 0.19843 | 0.60043 | 0 | 0 | 3.4082
2007-04-04 | 0 | 0 | 171.701 | 90 | 0 | 0 | 0 | 0 | 0 | 0 | 0 | 0 | 0 | 0 | 0 | 0 | 0 | 0 | 0 | 0 | 0 | 1.9112 | 2.8336 | 0 | 0 | 0 | 4.1869 | 69.782 | 0.19843 | 0 | 0 | 0 | 2.8336
2007-04-04 01:00 | 0 | 0 | -136.3587 | 90 | 0 | 0 | 0.079406 | 0.079406 | 0 | 0 | 0 | 0.079406 | 0 | 0 | 1.3878e-17 | 0 | 0 | 0.083585 | 0.079406 | 0 | 0 | 1.9112 | 2.8336 | 0 | 0.083585 | -0.083585 | 4.0988 | 68.3135 | 0.19843 | 0.087346 | 0 | 0 | 2.8336
2007-04-04 02:00 | 0 | 0 | -115.2597 | 90 | 0 | 0 | 0.088664 | 0.088664 | 0 | 0 | 0 | 0.088664 | 0 | 0 | 0 | 0 | 0 | 0.093331 | 0.088664 | 0 | 0 | 2.004 | 2.7501 | 0 | 0.093331 | -0.093331 | 4.0004 | 66.6739 | 0.19843 | 0.097531 | 0 | 0 | 2.7501
2007-04-04 03:00 | 0 | 0 | -106.1694 | 90 | 0 | 0 | 0.21101 | 0.21101 | 0 | 0 | 0 | 0.21101 | 0 | 0 | 2.7756e-17 | 0 | 0 | 0.22212 | 0.21101 | 0 | 0 | 2.1077 | 2.6567 | 0 | 0.22212 | -0.22212 | 3.7663 | 62.7716 | 0.19843 | 0.23212 | 0 | 0 | 2.6567
2007-04-04 04:00 | 0 | 0 | -101.0863 | 90 | 0 | 0 | 0.26312 | 0.26312 | 0 | 0 | 0 | 0.26312 | 0 | 0 | 0 | 0 | 0 | 0.27697 | 0.26312 | 0 | 0 | 2.3545 | 2.4346 | 0 | 0.27697 | -0.27697 | 3.4744 | 57.9058 | 0.19843 | 0.28943 | 0 | 0 | 2.4346
2007-04-04 05:00 | 0 | 0 | -97.6788 | 90 | 0 | 0 | 0.31487 | 0.31487 | 0 | 0 | 0 | 0.31487 | 0 | 0 | 0 | 0 | 0 | 0.33144 | 0.31487 | 0 | 0 | 2.6623 | 2.1576 | 0 | 0.33144 | -0.33144 | 3.125 | 52.083 | 0.19843 | 0.34636 | 0 | 0 | 2.1576
2007-04-04 06:00 | 0.0028092 | 0 | -95.0653 | 90 | 0 | 0 | 0.57928 | 0.57928 | 0 | 0 | 0 | 0.57928 | 0 | 0 | 0 | 0 | 0 | 0.60977 | 0.57928 | 0 | 0 | 3.0305 | 1.8262 | 0 | 0.60977 | -0.60977 | 2.4822 | 41.3705 | 0.19843 | 0.63721 | 0 | 0 | 1.8262
2007-04-04 07:00 | 0.13164 | 13.56 | -92.8119 | 77.0519 | 0.1298 | 0.23157 | 0.94762 | 0.94762 | 0 | 0 | 0 | 0.94762 | 24.4371 | 0 | 0 | 0 | 0.23157 | 0.9975 | 0.94762 | 0 | 0 | 3.7081 | 1.2164 | 0 | 0.76593 | -0.76593 | 1.6749 | 27.9146 | 0.19843 | 1.0424 | 0.18526 | 0 | 1.448
2007-04-04 08:00 | 0.32297 | 28.367 | -90.6188 | 62.1127 | 0.32006 | 0.57098 | 1.4687 | 1.4687 | 1.7 | 0 | 0.5202 | 1.4687 | 38.8778 | 0 | 0 | 0 | 0.57098 | 0 | 0 | 0.23134 | 0.21978 | 4.5591 | 0.45051 | 0.79076 | 0 | 0.79076 | 2.4251 | 40.4175 | 0.1986 | 1.6155 | 0.45679 | 1.7 | 1.0215
2007-04-04 09:00 | 0.5337 | 43.1798 | -88.1384 | 47.1936 | 0.53086 | 0.94705 | 2.665 | 2.665 | 1.7 | 0 | 0.5202 | 2.665 | 35.537 | 0 | 0 | 0 | 0.94705 | 1.0158 | 0.96498 | 0 | 0 | 3.7683 | 1.1622 | 0 | 0.068717 | -0.068717 | 2.3526 | 39.2103 | 0.1986 | 2.9315 | 0.75764 | 1.7 | 2.1092
2007-04-04 10:00 | 0.53885 | 57.965 | -84.632 | 32.3278 | 0.53686 | 0.95775 | 2.0179 | 2.0179 | 1.7 | 0 | 0.5202 | 2.0179 | 47.4629 | 0 | 0 | 0 | 0.95775 | 0.33463 | 0.31789 | 0 | 0 | 3.8447 | 1.0935 | 0.62312 | 0 | 0.62312 | 2.9438 | 49.0627 | 0.19872 | 2.2197 | 0.7662 | 1.7 | 2.0512
2007-04-04 11:00 | 0.58097 | 72.6081 | -77.139 | 17.6561 | 0.57906 | 1.033 | 0 | 0 | 1.4526 | 0 | 0.45267 | 0 | 0 | 0 | 0 | 0 | 1.033 | 0 | 0 | 1.4526 | 1.38 | 3.2216 | 1.6543 | 2.413 | 0 | 2.413 | 5.233 | 87.2162 | 0.19836 | 0 | 0.82644 | 1.7 | 2.6873
2007-04-04 12:00 | 0.99597 | 85.3466 | -25.4365 | 5.2242 | 0.99595 | 1.7768 | 0.59441 | 0.59441 | 0 | 0 | 0 | 0.59441 | 298.916 | 0.34257 | 0 | 0 | 1.7768 | 0.62569 | 0.59441 | 0 | 0 | 0.80852 | 3.826 | 0.80852 | 0 | 0.80852 | 6 | 100 | 0.19802 | 0.65385 | 1.4214 | 0 | 5.6028
2007-04-04 13:00 | 1.0868 | 76.4331 | 72.8021 | 13.8487 | 1.0865 | 1.9384 | 0 | 0 | 0 | 0 | 0 | 0 | 0 | 1.9384 | 0 | 0 | 1.9384 | 0 | 0 | 0 | 0 | 0 | 4.5537 | 0 | 0 | 0 | 6 | 100 | 0.19802 | 0 | 1.5507 | 0 | 6.4921
2007-04-04 14:00 | 0.89128 | 61.9014 | 83.2836 | 28.376 | 0.88985 | 1.5875 | 0.69384 | 0.69384 | 0 | 0 | 0 | 0.69384 | 228.7995 | 0.85714 | 0 | 0 | 1.5875 | 0.73036 | 0.69384 | 0 | 0 | 0 | 4.5537 | 0 | 0 | 0 | 6 | 100 | 0.19802 | 0.76322 | 1.27 | 0 | 6.1412
2007-04-04 15:00 | 0.46969 | 47.1351 | 87.3534 | 43.2139 | 0.46753 | 0.83407 | 0.99287 | 0.99287 | 0 | 0 | 0 | 0.99287 | 84.0063 | 0 | 1.1102e-16 | 0 | 0.83407 | 1.0451 | 0.99287 | 0 | 0 | 0 | 4.5537 | 0 | 0.21105 | -0.21105 | 5.7775 | 96.2922 | 0.19802 | 1.0922 | 0.66726 | 0 | 5.3878
2007-04-04 16:00 | 0.25893 | 32.3253 | 90.003 | 58.1236 | 0.25747 | 0.45932 | 1.1429 | 1.1429 | 0 | 0 | 0 | 1.1429 | 40.1904 | 0 | 0 | 0 | 0.45932 | 1.203 | 1.1429 | 0 | 0 | 0.2345 | 4.3426 | 0 | 0.7437 | -0.7437 | 4.9936 | 83.2268 | 0.19802 | 1.2572 | 0.36746 | 0 | 4.802
2007-04-04 17:00 | 0.23402 | 17.5145 | 92.232 | 73.0591 | 0.22907 | 0.40865 | 2.4677 | 2.4677 | 1.7 | 0 | 0.5202 | 2.4677 | 16.5603 | 0 | 0 | 0 | 0.40865 | 0.80809 | 0.76768 | 0 | 0 | 1.0608 | 3.5989 | 0 | 0.39943 | -0.39943 | 4.5726 | 76.2095 | 0.19802 | 2.7144 | 0.32692 | 1.7 | 4.0076
2007-04-04 18:00 | 0.047143 | 2.7258 | 94.4413 | 88.0044 | 0.038982 | 0.069544 | 3.2585 | 3.08 | 1.7 | 0 | 0.5202 | 3.08 | 2.2579 | 2.2204e-16 | 0.17847 | 0.50431 | 0.069544 | 1.4526 | 1.38 | 0 | 0 | 1.5046 | 3.1995 | 0 | 1.3831 | -1.3831 | 3.1147 | 51.9112 | 0.19802 | 3.5843 | 0.055635 | 1.7 | 3.2691
2007-04-04 19:00 | 0 | 0 | 96.9251 | 90 | 0 | 0 | 1.8832 | 1.8832 | 1.7 | 0 | 0.5202 | 1.8832 | 0 | 0 | 0 | 0 | 0 | 0.19284 | 0.1832 | 0 | 0 | 3.0414 | 1.8164 | 0 | 0.19284 | -0.19284 | 2.9114 | 48.5233 | 0.19802 | 2.0715 | 0 | 1.7 | 1.8164
2007-04-04 20:00 | 0 | 0 | 100.0615 | 90 | 0 | 0 | 2.1014 | 2.1014 | 1.7 | 0 | 0.5202 | 2.1014 | 0 | 0 | 0 | 0 | 0 | 0.42253 | 0.40141 | 0 | 0 | 3.2557 | 1.6236 | 0 | 0.42253 | -0.42253 | 2.466 | 41.1001 | 0.19802 | 2.3115 | 0 | 1.7 | 1.6236
2007-04-04 21:00 | 0 | 0 | 104.5606 | 90 | 0 | 0 | 1.5515 | 1.5515 | 1.7 | 0 | 0.5202 | 1.5515 | 0 | 0 | 0 | 0 | 0 | 0 | 0 | 0.14847 | 0.14105 | 3.7252 | 1.201 | 0.14105 | 0 | 0.14105 | 2.5998 | 43.3304 | 0.19805 | 1.7067 | 0 | 1.7 | 1.201
2007-04-04 22:00 | 0 | 0 | 112.1745 | 90 | 0 | 0 | 0.42618 | 0.42618 | 1.7 | 0 | 0.5202 | 0.42618 | 0 | 0 | 0 | 0 | 0 | 0 | 0 | 1.2738 | 1.2101 | 3.5841 | 1.328 | 1.2101 | 0 | 1.2101 | 3.7479 | 62.4641 | 0.19837 | 0.4688 | 0 | 1.7 | 1.328
2007-04-04 23:00 | 0 | 0 | 128.543 | 90 | 0 | 0 | 0.012833 | 0.012833 | 1.4655 | 0 | 0.45617 | 0.012833 | 0 | 2.2204e-16 | 0 | 0 | 0 | 0 | 0 | 1.4526 | 1.38 | 2.374 | 2.4171 | 1.38 | 0 | 1.38 | 5.057 | 84.2837 | 0.19846 | 0.014116 | 0 | 1.7 | 2.4171
2007-04-05 | 0 | 0 | 172.2395 | 90 | 0 | 0 | 0.2002 | 0.2002 | 0 | 0 | 0 | 0.2002 | 0 | 0 | 2.7756e-17 | 0 | 0 | 0.21074 | 0.2002 | 0 | 0 | 0.99399 | 3.6591 | 0 | 0.21074 | -0.21074 | 4.8349 | 80.5815 | 0.19846 | 0.22022 | 0 | 0 | 3.6591
2007-04-05 01:00 | 0 | 0 | -137.0033 | 90 | 0 | 0 | 0.2228 | 0.2228 | 0 | 0 | 0 | 0.2228 | 0 | 0 | 2.7756e-17 | 0 | 0 | 0.23452 | 0.2228 | 0 | 0 | 1.2281 | 3.4484 | 0 | 0.23452 | -0.23452 | 4.5877 | 76.4613 | 0.19846 | 0.24508 | 0 | 0 | 3.4484
2007-04-05 02:00 | 0 | 0 | -115.872 | 90 | 0 | 0 | 0.24249 | 0.24249 | 0 | 0 | 0 | 0.24249 | 0 | 0 | 2.7756e-17 | 0 | 0 | 0.25526 | 0.24249 | 0 | 0 | 1.4887 | 3.2138 | 0 | 0.25526 | -0.25526 | 4.3186 | 71.9769 | 0.19846 | 0.26674 | 0 | 0 | 3.2138
2007-04-05 03:00 | 0 | 0 | -106.6646 | 90 | 0 | 0 | 0.3605 | 0.3605 | 0 | 0 | 0 | 0.3605 | 0 | 0 | 0 | 0 | 0 | 0.37947 | 0.3605 | 0 | 0 | 1.7723 | 2.9586 | 0 | 0.37947 | -0.37947 | 3.9186 | 65.3103 | 0.19846 | 0.39654 | 0 | 0 | 2.9586
2007-04-05 04:00 | 0 | 0 | -101.51 | 90 | 0 | 0 | 0 | 0 | 0 | 0 | 0 | 0 | 0 | 0 | 0 | 0 | 0 | 0 | 0 | 0 | 0 | 2.194 | 2.5791 | 0 | 0 | 0 | 3.9186 | 65.3103 | 0.19846 | 0 | 0 | 0 | 2.5791
2007-04-05 05:00 | 0 | 0 | -98.0662 | 90 | 0 | 0 | 0.48487 | 0.48487 | 0 | 0 | 0 | 0.48487 | 0 | 0 | 5.5511e-17 | 0 | 0 | 0.51039 | 0.48487 | 0 | 0 | 2.194 | 2.5791 | 0 | 0.51039 | -0.51039 | 3.3806 | 56.3438 | 0.19846 | 0.53336 | 0 | 0 | 2.5791
2007-04-05 06:00 | 0.014394 | 0 | -95.4423 | 90 | 0 | 0 | 0.48268 | 0.48268 | 0 | 0 | 0 | 0.48268 | 0 | 0 | 5.5511e-17 | 0 | 0 | 0.50808 | 0.48268 | 0 | 0 | 2.7611 | 2.0687 | 0 | 0.50808 | -0.50808 | 2.8451 | 47.4177 | 0.19846 | 0.53095 | 0 | 0 | 2.0687
2007-04-05 07:00 | 0.19662 | 13.6926 | -93.2024 | 76.9821 | 0.1896 | 0.33824 | 1.0353 | 1.0353 | 0 | 0 | 0 | 1.0353 | 32.6715 | 0 | 0 | 0 | 0.33824 | 1.0898 | 1.0353 | 0 | 0 | 3.3256 | 1.5606 | 0 | 0.75153 | -0.75153 | 2.0529 | 34.2147 | 0.19846 | 1.1388 | 0.27059 | 0 | 1.8989
2007-04-05 08:00 | 0.48308 | 28.4961 | -91.0517 | 62.0533 | 0.47556 | 0.84839 | 0 | 0 | 0 | 0 | 0 | 0 | 0 | 0 | 0 | 0 | 0.84839 | 0 | 0 | 0 | 0 | 4.1606 | 0.80912 | 0.84839 | 0 | 0.84839 | 2.8577 | 47.629 | 0.1981 | 0 | 0.67871 | 0 | 1.6575
2007-04-05 09:00 | 0.69859 | 43.3096 | -88.6606 | 47.1481 | 0.69365 | 1.2375 | 2.1436 | 2.1436 | 1.7 | 0 | 0.5202 | 2.1436 | 57.7284 | 0 | 0 | 0 | 1.2375 | 0.46695 | 0.4436 | 0 | 0 | 3.3122 | 1.5727 | 0.77052 | 0 | 0.77052 | 3.5887 | 59.8119 | 0.19825 | 2.358 | 0.98997 | 1.7 | 2.8101
2007-04-05 10:00 | 0.88121 | 58.1037 | -85.3447 | 32.3055 | 0.8783 | 1.5669 | 2.4101 | 2.4101 | 1.7 | 0 | 0.5202 | 2.4101 | 65.0123 | 0 | 0 | 0 | 1.5669 | 0.7475 | 0.71013 | 0 | 0 | 2.5417 | 2.2661 | 0.81938 | 0 | 0.81938 | 4.3661 | 72.7673 | 0.19833 | 2.6511 | 1.2535 | 1.7 | 3.833
2007-04-05 11:00 | 0.79759 | 72.7812 | -78.3587 | 17.6901 | 0.79584 | 1.4198 | 0.29395 | 0.29395 | 0.61243 | 0 | 0.22329 | 0.29395 | 483.0058 | 0 | 0 | 0 | 1.4198 | 0 | 0 | 0.31849 | 0.30256 | 1.7223 | 3.0036 | 1.7223 | 0 | 1.7223 | 6 | 100 | 0.19773 | 0.32334 | 1.1358 | 1.7 | 4.4234
2007-04-05 12:00 | 0.79156 | 85.7355 | -26.7467 | 5.5629 | 0.78998 | 1.4093 | 0.91567 | 0.91567 | 0 | 0 | 0 | 0.91567 | 153.9114 | 0.44546 | 0 | 0 | 1.4093 | 0.96386 | 0.91567 | 0 | 0 | 0 | 4.5537 | 0 | 0 | 0 | 6 | 100 | 0.19773 | 1.0072 | 1.1275 | 0 | 5.963
2007-04-05 13:00 | 0.94596 | 76.4805 | 74.5067 | 14.061 | 0.94462 | 1.6852 | 1.241 | 1.241 | 0 | 0 | 0 | 1.241 | 135.7909 | 0.37886 | 0 | 0 | 1.6852 | 1.3063 | 1.241 | 0 | 0 | 0 | 4.5537 | 0 | 0 | 0 | 6 | 100 | 0.19773 | 1.3651 | 1.3482 | 0 | 6.2389
2007-04-05 14:00 | 0.76508 | 61.8917 | 84.1367 | 28.5169 | 0.76277 | 1.3608 | 0 | 0 | 0 | 0 | 0 | 0 | 0 | 1.3608 | 0 | 0 | 1.3608 | 0 | 0 | 0 | 0 | 0 | 4.5537 | 0 | 0 | 0 | 6 | 100 | 0.19773 | 0 | 1.0886 | 0 | 5.9145
2007-04-05 15:00 | 0.68588 | 47.1119 | 87.9432 | 43.3283 | 0.68194 | 1.2166 | 0.71995 | 0.71995 | 0 | 0 | 0 | 0.71995 | 168.9804 | 0.45873 | 0 | 0 | 1.2166 | 0.75784 | 0.71995 | 0 | 0 | 0 | 4.5537 | 0 | 0 | 0 | 6 | 100 | 0.19773 | 0.79195 | 0.97326 | 0 | 5.7703
2007-04-05 16:00 | 0.4995 | 32.2997 | 90.4776 | 58.2229 | 0.49346 | 0.88034 | 0 | 0 | 0 | 0 | 0 | 0 | 0 | 0.88034 | 0 | 0 | 0.88034 | 0 | 0 | 0 | 0 | 0 | 4.5537 | 0 | 0 | 0 | 6 | 100 | 0.19773 | 0 | 0.70427 | 0 | 5.434
2007-04-05 17:00 | 0.23371 | 17.4915 | 92.6528 | 73.1476 | 0.2282 | 0.40712 | 1.9592 | 1.9592 | 1.5724 | 0 | 0.48537 | 1.9592 | 20.7801 | 1.1102e-16 | 0 | 0 | 0.40712 | 0.40712 | 0.38676 | 0 | 0 | 0 | 4.5537 | 0 | 0 | 0 | 6 | 100 | 0.19773 | 2.1551 | 0.32569 | 1.7 | 4.9608
2007-04-05 18:00 | 0.046452 | 2.7093 | 94.8434 | 88.0836 | 0.037874 | 0.067567 | 0.47918 | 0.47918 | 0 | 0 | 0 | 0.47918 | 14.1005 | 0 | 1.1102e-16 | 0 | 0.067567 | 0.5044 | 0.47918 | 0 | 0 | 0 | 4.5537 | 0 | 0.43684 | -0.43684 | 5.5395 | 92.3256 | 0.19773 | 0.5271 | 0.054054 | 0 | 4.6213
2007-04-05 19:00 | 0 | 0 | 97.3361 | 90 | 0 | 0 | 0 | 0 | 0 | 0 | 0 | 0 | 0 | 0 | 0 | 0 | 0 | 0 | 0 | 0 | 0 | 0.48537 | 4.1169 | 0 | 0 | 0 | 5.5395 | 92.3256 | 0.19773 | 0 | 0 | 0 | 4.1169
2007-04-05 20:00 | 0 | 0 | 100.5111 | 90 | 0 | 0 | 2.1501 | 2.1501 | 1.7 | 0 | 0.5202 | 2.1501 | 0 | 0 | 0 | 0 | 0 | 0.47377 | 0.45008 | 0 | 0 | 0.48537 | 4.1169 | 0 | 0.47377 | -0.47377 | 5.0401 | 84.0023 | 0.19773 | 2.3651 | 0 | 1.7 | 4.1169
2007-04-05 21:00 | 0 | 0 | 105.0919 | 90 | 0 | 0 | 1.9236 | 1.9236 | 1.7 | 0 | 0.5202 | 1.9236 | 0 | 0 | 0 | 0 | 0 | 0.23539 | 0.22362 | 0 | 0 | 1.0118 | 3.6431 | 0 | 0.23539 | -0.23539 | 4.792 | 79.8669 | 0.19773 | 2.116 | 0 | 1.7 | 3.6431
2007-04-05 22:00 | 0 | 0 | 112.8619 | 90 | 0 | 0 | 0.063458 | 0.063458 | 1.4038 | 0 | 0.43934 | 0.063458 | 0 | 2.2204e-16 | 0 | 0 | 0 | 0 | 0 | 1.3403 | 1.2733 | 1.2733 | 3.4077 | 1.2733 | 0 | 1.2733 | 6 | 100 | 0.19783 | 0.069804 | 0 | 1.7 | 3.4077
2007-04-05 23:00 | 0 | 0 | 129.4877 | 90 | 0 | 0 | 0.30029 | 0.30029 | 0 | 0 | 0 | 0.30029 | 0 | 0 | 0 | 0 | 0 | 0.3161 | 0.30029 | 0 | 0 | 0 | 4.5537 | 0 | 0.3161 | -0.3161 | 5.6668 | 94.4468 | 0.19783 | 0.33032 | 0 | 0 | 4.5537
2007-04-06 | 0 | 0 | 172.7474 | 90 | 0 | 0 | 0.077584 | 0.077584 | 0 | 0 | 0 | 0.077584 | 0 | 0 | 0 | 0 | 0 | 0.081668 | 0.077584 | 0 | 0 | 0.35122 | 4.2376 | 0 | 0.081668 | -0.081668 | 5.5807 | 93.012 | 0.19783 | 0.085343 | 0 | 0 | 4.2376
2007-04-06 01:00 | 0 | 0 | -137.6248 | 90 | 0 | 0 | 0.66584 | 0.66584 | 0 | 0 | 0 | 0.66584 | 0 | 0 | 0 | 0 | 0 | 0.70088 | 0.66584 | 0 | 0 | 0.44196 | 4.1559 | 0 | 0.70088 | -0.70088 | 4.8419 | 80.6988 | 0.19783 | 0.73242 | 0 | 0 | 4.1559
2007-04-06 02:00 | 0 | 0 | -116.4738 | 90 | 0 | 0 | 0.40848 | 0.40848 | 0 | 0 | 0 | 0.40848 | 0 | 0 | 5.5511e-17 | 0 | 0 | 0.42998 | 0.40848 | 0 | 0 | 1.2207 | 3.455 | 0 | 0.42998 | -0.42998 | 4.3887 | 73.1449 | 0.19783 | 0.44933 | 0 | 0 | 3.455
2007-04-06 03:00 | 0 | 0 | -107.1547 | 90 | 0 | 0 | 0.22097 | 0.22097 | 0 | 0 | 0 | 0.22097 | 0 | 0 | 2.7756e-17 | 0 | 0 | 0.2326 | 0.22097 | 0 | 0 | 1.6985 | 3.0251 | 0 | 0.2326 | -0.2326 | 4.1435 | 69.0585 | 0.19783 | 0.24307 | 0 | 0 | 3.0251
2007-04-06 04:00 | 0 | 0 | -101.9307 | 90 | 0 | 0 | 0.2876 | 0.2876 | 0 | 0 | 0 | 0.2876 | 0 | 0 | 5.5511e-17 | 0 | 0 | 0.30274 | 0.2876 | 0 | 0 | 1.9569 | 2.7925 | 0 | 0.30274 | -0.30274 | 3.8244 | 63.74 | 0.19783 | 0.31636 | 0 | 0 | 2.7925
2007-04-06 05:00 | 0 | 0 | -98.4515 | 90 | 0 | 0 | 0.29044 | 0.29044 | 0 | 0 | 0 | 0.29044 | 0 | 0 | 0 | 0 | 0 | 0.30573 | 0.29044 | 0 | 0 | 2.2933 | 2.4897 | 0 | 0.30573 | -0.30573 | 3.5021 | 58.3689 | 0.19783 | 0.31948 | 0 | 0 | 2.4897
2007-04-06 06:00 | 0.017356 | 0 | -95.8179 | 90 | 0 | 0 | 0.33275 | 0.33275 | 0 | 0 | 0 | 0.33275 | 0 | 0 | 0 | 0 | 0 | 0.35026 | 0.33275 | 0 | 0 | 2.633 | 2.184 | 0 | 0.35026 | -0.35026 | 3.1329 | 52.2154 | 0.19783 | 0.36603 | 0 | 0 | 2.184
2007-04-06 07:00 | 0.21232 | 13.8236 | -93.5919 | 76.9136 | 0.20328 | 0.36264 | 2.1633 | 2.1633 | 1.7 | 0 | 0.5202 | 2.1633 | 16.7637 | 5.5511e-17 | 0 | 0 | 0.36264 | 0.48764 | 0.46326 | 0 | 0 | 3.0222 | 1.8337 | 0 | 0.125 | -0.125 | 3.0012 | 50.0194 | 0.19783 | 2.3796 | 0.29011 | 1.7 | 2.1964
2007-04-06 08:00 | 0.38884 | 28.6229 | -91.484 | 61.996 | 0.38323 | 0.68368 | 0.79419 | 0.79419 | 1.7 | 0 | 0.5202 | 0.79419 | 86.0858 | 1.1102e-16 | 0 | 0 | 0.68368 | 0 | 0 | 0.90581 | 0.86052 | 3.1611 | 1.7087 | 1.5442 | 0 | 1.5442 | 4.4661 | 74.4354 | 0.198 | 0.87361 | 0.54695 | 1.7 | 2.3924
2007-04-06 09:00 | 0.53949 | 43.4362 | -89.1831 | 47.1058 | 0.53553 | 0.95538 | 0.78665 | 0.78665 | 1.4151 | 0 | 0.44241 | 0.78665 | 121.4484 | 0 | 0 | 0 | 0.95538 | 0 | 0 | 0.6284 | 0.59698 | 1.6169 | 3.0985 | 1.5524 | 0 | 1.5524 | 5.9388 | 98.9803 | 0.19798 | 0.86532 | 0.7643 | 1.7 | 4.0539
2007-04-06 10:00 | 0.4419 | 58.2375 | -86.0601 | 32.2881 | 0.43982 | 0.78463 | 0.028438 | 0.028438 | 0 | 0 | 0 | 0.028438 | 2759.097 | 0.6902 | 0 | 0 | 0.78463 | 0.029935 | 0.028438 | 0 | 0 | 0.064494 | 4.4956 | 0.064494 | 0 | 0.064494 | 6 | 100 | 0.19796 | 0.031282 | 0.6277 | 0 | 5.2803
2007-04-06 11:00 | 0.38364 | 72.9458 | -79.5972 | 17.733 | 0.38183 | 0.68119 | 0.66963 | 0.66963 | 0 | 0 | 0 | 0.66963 | 101.7252 | 0 | 0 | 0 | 0.68119 | 0.70488 | 0.66963 | 0 | 0 | 0 | 4.5537 | 0 | 0.023691 | -0.023691 | 5.975 | 99.5838 | 0.19796 | 0.7366 | 0.54495 | 0 | 5.2349
2007-04-06 12:00 | 0.33155 | 86.12 | -28.3169 | 5.9083 | 0.32996 | 0.58865 | 0.57696 | 0.57696 | 0 | 0 | 0 | 0.57696 | 102.0256 | 1.1102e-16 | 0 | 0 | 0.58865 | 0.60733 | 0.57696 | 0 | 0 | 0.026324 | 4.53 | 0 | 0.018679 | -0.018679 | 5.9553 | 99.2556 | 0.19796 | 0.63466 | 0.47092 | 0 | 5.1186
2007-04-06 13:00 | 0.39739 | 76.5166 | 76.2145 | 14.2801 | 0.39553 | 0.70562 | 2.6134 | 2.6134 | 1.7 | 0 | 0.5202 | 2.6134 | 27.0006 | 0 | 0 | 0 | 0.70562 | 0.96144 | 0.91336 | 0 | 0 | 0.047079 | 4.5113 | 0 | 0.25581 | -0.25581 | 5.6857 | 94.7614 | 0.19796 | 2.8747 | 0.5645 | 1.7 | 5.2169
2007-04-06 14:00 | 0.30861 | 61.8771 | 84.9857 | 28.6613 | 0.30712 | 0.54789 | 0.33138 | 0.33138 | 0 | 0 | 0 | 0.33138 | 165.3377 | 0 | 0 | 0 | 0.54789 | 0.34882 | 0.33138 | 0 | 0 | 0.33132 | 4.2555 | 0.19907 | 0 | 0.19907 | 5.8746 | 97.9091 | 0.19787 | 0.36452 | 0.43832 | 0 | 4.8034
2007-04-06 15:00 | 0.57731 | 47.0862 | 88.53 | 43.4446 | 0.57358 | 1.0233 | 0 | 0 | 0 | 0 | 0 | 0 | 0 | 0.89102 | 0 | 0 | 1.0233 | 0 | 0 | 0 | 0 | 0.13224 | 4.4347 | 0.13224 | 0 | 0.13224 | 6 | 100 | 0.19782 | 0 | 0.81861 | 0 | 5.4579
2007-04-06 16:00 | 0.39449 | 32.2728 | 90.9501 | 58.3231 | 0.39027 | 0.69625 | 1.7722 | 1.7722 | 1.1107 | 0 | 0.35933 | 1.7722 | 39.2879 | 0 | 0 | 0 | 0.69625 | 0.69625 | 0.66144 | 0 | 0 | 0 | 4.5537 | 0 | 0 | 0 | 6 | 100 | 0.19782 | 1.9494 | 0.557 | 1.7 | 5.2499
2007-04-06 17:00 | 0.15445 | 17.4682 | 93.0718 | 73.2361 | 0.15283 | 0.27264 | 0.89815 | 0.89815 | 0 | 0 | 0 | 0.89815 | 30.3558 | 0 | 0 | 0 | 0.27264 | 0.94543 | 0.89815 | 0 | 0 | 0 | 4.5537 | 0 | 0.67278 | -0.67278 | 5.2908 | 88.1804 | 0.19782 | 0.98797 | 0.21811 | 0 | 4.8263
2007-04-06 18:00 | 0.026065 | 2.6931 | 95.2438 | 88.1622 | 0.025242 | 0.045031 | 1.2719 | 1.2719 | 1.7 | 0 | 0.5202 | 1.2719 | 3.5405 | 0 | 0 | 0 | 0.045031 | 0 | 0 | 0.42812 | 0.40672 | 0.74754 | 3.8809 | 0.45175 | 0 | 0.45175 | 5.7194 | 95.3231 | 0.19793 | 1.3991 | 0.036025 | 1.7 | 3.9259
2007-04-06 19:00 | 0 | 0 | 97.7454 | 90 | 0 | 0 | 0 | 0 | 0 | 0 | 0 | 0 | 0 | 0 | 0 | 0 | 0 | 0 | 0 | 0 | 0 | 0.29579 | 4.2875 | 0 | 0 | 0 | 5.7194 | 95.3231 | 0.19793 | 0 | 0 | 0 | 4.2875
2007-04-06 20:00 | 0 | 0 | 100.9588 | 90 | 0 | 0 | 1.7906 | 1.7906 | 1.7 | 0 | 0.5202 | 1.7906 | 0 | 0 | 0 | 0 | 0 | 0.095381 | 0.090612 | 0 | 0 | 0.29579 | 4.2875 | 0 | 0.095381 | -0.095381 | 5.6189 | 93.6475 | 0.19793 | 1.9697 | 0 | 1.7 | 4.2875
2007-04-06 21:00 | 0 | 0 | 105.6204 | 90 | 0 | 0 | 2.4098 | 2.4098 | 1.7 | 0 | 0.5202 | 2.4098 | 0 | 0 | 0 | 0 | 0 | 0.74715 | 0.70979 | 0 | 0 | 0.40177 | 4.1921 | 0 | 0.74715 | -0.74715 | 4.8313 | 80.5214 | 0.19793 | 2.6508 | 0 | 1.7 | 4.1921
2007-04-06 22:00 | 0 | 0 | 113.5433 | 90 | 0 | 0 | 0.44689 | 0.44689 | 0 | 0 | 0 | 0.44689 | 0 | 0 | 5.5511e-17 | 0 | 0 | 0.47041 | 0.44689 | 0 | 0 | 1.2319 | 3.4449 | 0 | 0.47041 | -0.47041 | 4.3354 | 72.2572 | 0.19793 | 0.49157 | 0 | 0 | 3.4449
2007-04-06 23:00 | 0 | 0 | 130.4125 | 90 | 0 | 0 | 0.52942 | 0.52942 | 0 | 0 | 0 | 0.52942 | 0 | 0 | 0 | 0 | 0 | 0.55728 | 0.52942 | 0 | 0 | 1.7546 | 2.9745 | 0 | 0.55728 | -0.55728 | 3.748 | 62.4667 | 0.19793 | 0.58236 | 0 | 0 | 2.9745
2007-04-07 | 0 | 0 | 173.2264 | 90 | 0 | 0 | 0.27193 | 0.27193 | 0 | 0 | 0 | 0.27193 | 0 | 0 | 0 | 0 | 0 | 0.28624 | 0.27193 | 0 | 0 | 2.3738 | 2.4173 | 0 | 0.28624 | -0.28624 | 3.4463 | 57.438 | 0.19793 | 0.29912 | 0 | 0 | 2.4173
2007-04-07 01:00 | 0 | 0 | -138.2243 | 90 | 0 | 0 | 0.36293 | 0.36293 | 0 | 0 | 0 | 0.36293 | 0 | 0 | 0 | 0 | 0 | 0.38203 | 0.36293 | 0 | 0 | 2.6919 | 2.131 | 0 | 0.38203 | -0.38203 | 3.0436 | 50.7264 | 0.19793 | 0.39922 | 0 | 0 | 2.131
2007-04-07 02:00 | 0 | 0 | -117.0652 | 90 | 0 | 0 | 0.16782 | 0.16782 | 0 | 0 | 0 | 0.16782 | 0 | 0 | 0 | 0 | 0 | 0.17666 | 0.16782 | 0 | 0 | 3.1163 | 1.749 | 0 | 0.17666 | -0.17666 | 2.8574 | 47.6229 | 0.19793 | 0.18461 | 0 | 0 | 1.749
2007-04-07 03:00 | 0 | 0 | -107.6396 | 90 | 0 | 0 | 0.33967 | 0.33967 | 0 | 0 | 0 | 0.33967 | 0 | 0 | 5.5511e-17 | 0 | 0 | 0.35755 | 0.33967 | 0 | 0 | 3.3126 | 1.5723 | 0 | 0.35755 | -0.35755 | 2.4805 | 41.3414 | 0.19793 | 0.37364 | 0 | 0 | 1.5723
2007-04-07 04:00 | 0 | 0 | -102.3484 | 90 | 0 | 0 | 0.4648 | 0.4648 | 0 | 0 | 0 | 0.4648 | 0 | 0 | 5.5511e-17 | 0 | 0 | 0.48927 | 0.4648 | 0 | 0 | 3.7099 | 1.2148 | 0 | 0.48927 | -0.48927 | 1.9648 | 32.7459 | 0.19793 | 0.51128 | 0 | 0 | 1.2148
2007-04-07 05:00 | 0 | 0 | -98.8348 | 90 | 0 | 0 | 0.40505 | 0.40505 | 0 | 0 | 0 | 0.40505 | 0 | 0 | 5.5511e-17 | 0 | 0 | 0.42636 | 0.40505 | 0 | 0 | 4.2535 | 0.72551 | 0 | 0.42636 | -0.42636 | 1.5153 | 25.2554 | 0.19793 | 0.44555 | 0 | 0 | 0.72551
2007-04-07 06:00 | 0.022676 | 0 | -96.192 | 90 | 0 | 0 | 0.14223 | 0.14223 | 0 | 0 | 0 | 0.14223 | 0 | 0 | 2.7756e-17 | 0 | 0 | 0.14972 | 0.14223 | 0 | 0 | 4.7273 | 0.29914 | 0 | 0.14972 | -0.14972 | 1.3575 | 22.6252 | 0.19793 | 0.15645 | 0 | 0 | 0.29914
2007-04-07 07:00 | 0.14449 | 13.953 | -93.9802 | 76.8465 | 0.1416 | 0.25262 | 1.715 | 1.715 | 1.7 | 0 | 0.5202 | 1.715 | 14.7299 | 0 | 0 | 0 | 0.25262 | 0.015786 | 0.014996 | 0 | 0 | 4.8936 | 0.14943 | 0.23683 | 0 | 0.23683 | 1.5822 | 26.3698 | 0.19797 | 1.8865 | 0.20209 | 1.7 | 0.40205
2007-04-07 08:00 | 0.45227 | 28.7473 | -91.9156 | 61.9409 | 0.44381 | 0.79176 | 2.6782 | 2.6782 | 1.7 | 0 | 0.5202 | 2.6782 | 29.5627 | 2.2204e-16 | 0 | 0.75119 | 0.79176 | 1.0297 | 0.97825 | 0 | 0 | 4.6568 | 0.36258 | 0 | 0.23797 | -0.23797 | 1.3313 | 22.1891 | 0.19797 | 2.9461 | 0.63341 | 1.7 | 1.1543
2007-04-07 09:00 | 0.5444 | 43.5594 | -89.7056 | 47.0667 | 0.53983 | 0.96307 | 0.45979 | 0.45979 | 1.7 | 0 | 0.5202 | 0.45979 | 209.4577 | 0 | 0 | 0 | 0.96307 | 0 | 0 | 1.2402 | 1.1782 | 4.9212 | 0.1246 | 2.1413 | 0 | 2.1413 | 3.3627 | 56.0454 | 0.1979 | 0.50577 | 0.77045 | 1.7 | 1.0877
2007-04-07 10:00 | 0.80294 | 58.3663 | -86.7779 | 32.2757 | 0.79846 | 1.4244 | 2.6548 | 2.6548 | 1.7 | 0 | 0.5202 | 2.6548 | 53.6562 | 0 | 0 | 0 | 1.4244 | 1.005 | 0.95477 | 0 | 0 | 2.7799 | 2.0517 | 0.41943 | 0 | 0.41943 | 3.7606 | 62.6771 | 0.19798 | 2.9202 | 1.1396 | 1.7 | 3.4762
2007-04-07 11:00 | 0.82411 | 73.1017 | -80.8536 | 17.7847 | 0.82098 | 1.4646 | 1.356 | 1.356 | 1.7 | 0 | 0.5202 | 1.356 | 108.0105 | -5.5511e-17 | 0 | 0 | 1.4646 | 0 | 0 | 0.34399 | 0.32679 | 2.3605 | 2.4292 | 1.7914 | 0 | 1.7914 | 5.4601 | 91.0019 | 0.19804 | 1.4916 | 1.1717 | 1.7 | 3.8939
2007-04-07 12:00 | 0.60029 | 86.4992 | -30.2281 | 6.2588 | 0.5978 | 1.0665 | 1.3672 | 1.3672 | 0.89464 | 0 | 0.30034 | 1.3672 | 78.0071 | 0 | 0 | 0 | 1.0665 | 0.49739 | 0.47252 | 0 | 0 | 0.56909 | 4.0415 | 0.56909 | 0 | 0.56909 | 6 | 100 | 0.1981 | 1.5039 | 0.85318 | 1.7 | 5.108
2007-04-07 13:00 | 0.6508 | 76.5415 | 77.9221 | 14.5054 | 0.64814 | 1.1563 | 1.5918 | 1.5918 | 0.49329 | 0 | 0.19077 | 1.5918 | 72.6417 | 0 | 0 | 0 | 1.1563 | 1.1563 | 1.0985 | 0 | 0 | 0 | 4.5537 | 0 | 0 | 0 | 6 | 100 | 0.1981 | 1.7509 | 0.92503 | 1.7 | 5.71
2007-04-07 14:00 | 0.65127 | 61.8579 | 85.83 | 28.809 | 0.6481 | 1.1562 | 0.82006 | 0.82006 | 0 | 0 | 0 | 0.82006 | 140.9903 | 0.29298 | 0 | 0 | 1.1562 | 0.86322 | 0.82006 | 0 | 0 | 0 | 4.5537 | 0 | 0 | 0 | 6 | 100 | 0.1981 | 0.90207 | 0.92496 | 0 | 5.7099
2007-04-07 15:00 | 0.6726 | 47.0581 | 89.1138 | 43.5626 | 0.66705 | 1.19 | 0.75829 | 0.75829 | 0 | 0 | 0 | 0.75829 | 156.9337 | 0.39181 | 0 | 0 | 1.19 | 0.7982 | 0.75829 | 0 | 0 | 0 | 4.5537 | 0 | 0 | 0 | 6 | 100 | 0.1981 | 0.83412 | 0.95201 | 0 | 5.7437
2007-04-07 16:00 | 0.344 | 32.2447 | 91.4203 | 58.424 | 0.3407 | 0.60781 | 1.8293 | 1.8293 | 1.2518 | 0 | 0.39785 | 1.8293 | 33.2273 | 0 | 0 | 0 | 0.60781 | 0.60781 | 0.57742 | 0 | 0 | 0 | 4.5537 | 0 | 0 | 0 | 6 | 100 | 0.1981 | 2.0122 | 0.48625 | 1.7 | 5.1615
2007-04-07 17:00 | 0.16155 | 17.4445 | 93.4889 | 73.3246 | 0.15956 | 0.28465 | 0.31222 | 0.31222 | 0 | 0 | 0 | 0.31222 | 91.1694 | 0 | 0 | 0 | 0.28465 | 0.32865 | 0.31222 | 0 | 0 | 0 | 4.5537 | 0 | 0.044004 | -0.044004 | 5.9536 | 99.2269 | 0.1981 | 0.34344 | 0.22772 | 0 | 4.8383
2007-04-07 18:00 | 0.041707 | 2.6773 | 95.6425 | 88.24 | 0.034669 | 0.061849 | 2.8744 | 2.8744 | 1.7 | 0 | 0.5202 | 2.8744 | 2.1517 | 0 | 4.4409e-16 | 0.081817 | 0.061849 | 1.2362 | 1.1744 | 0 | 0 | 0.048893 | 4.5097 | 0 | 1.1743 | -1.1743 | 4.7158 | 78.5959 | 0.1981 | 3.1618 | 0.04948 | 1.7 | 4.5715
2007-04-07 19:00 | 0 | 0 | 98.1529 | 90 | 0 | 0 | 2.4546 | 2.4546 | 1.7 | 0 | 0.5202 | 2.4546 | 0 | 0 | 0 | 0 | 0 | 0.79426 | 0.75455 | 0 | 0 | 1.3537 | 3.3353 | 0 | 0.79426 | -0.79426 | 3.8785 | 64.6422 | 0.1981 | 2.7 | 0 | 1.7 | 3.3353
2007-04-07 20:00 | 0 | 0 | 101.4044 | 90 | 0 | 0 | 0.93467 | 0.93467 | 1.7 | 0 | 0.5202 | 0.93467 | 0 | 0 | 0 | 0 | 0 | 0 | 0 | 0.76533 | 0.72706 | 2.2362 | 2.5411 | 0.72706 | 0 | 0.72706 | 4.5683 | 76.138 | 0.19829 | 1.0281 | 0 | 1.7 | 2.5411
2007-04-07 21:00 | 0 | 0 | 106.1457 | 90 | 0 | 0 | 0.64923 | 0.64923 | 1.7 | 0 | 0.5202 | 0.64923 | 0 | 0 | 0 | 0 | 0 | 0 | 0 | 1.0508 | 0.99823 | 1.5092 | 3.1954 | 0.99823 | 0 | 0.99823 | 5.5153 | 91.9213 | 0.19853 | 0.71416 | 0 | 1.7 | 3.1954
2007-04-07 22:00 | 0 | 0 | 114.2183 | 90 | 0 | 0 | 0.22167 | 0.22167 | 0 | 0 | 0 | 0.22167 | 0 | 0 | 2.7756e-17 | 0 | 0 | 0.23334 | 0.22167 | 0 | 0 | 0.51094 | 4.0938 | 0 | 0.23334 | -0.23334 | 5.2693 | 87.822 | 0.19853 | 0.24384 | 0 | 0 | 4.0938
2007-04-07 23:00 | 0 | 0 | 131.3171 | 90 | 0 | 0 | 0.26566 | 0.26566 | 0 | 0 | 0 | 0.26566 | 0 | 0 | 5.5511e-17 | 0 | 0 | 0.27964 | 0.26566 | 0 | 0 | 0.77021 | 3.8605 | 0 | 0.27964 | -0.27964 | 4.9746 | 82.9092 | 0.19853 | 0.29222 | 0 | 0 | 3.8605
2007-04-08 | 0 | 0 | 173.6784 | 90 | 0 | 0 | 0.10163 | 0.10163 | 0 | 0 | 0 | 0.10163 | 0 | 0 | 0 | 0 | 0 | 0.10698 | 0.10163 | 0 | 0 | 1.0809 | 3.5809 | 0 | 0.10698 | -0.10698 | 4.8618 | 81.0297 | 0.19853 | 0.1118 | 0 | 0 | 3.5809
2007-04-08 01:00 | 0 | 0 | -138.803 | 90 | 0 | 0 | 0.10672 | 0.10672 | 0 | 0 | 0 | 0.10672 | 0 | 0 | 1.3878e-17 | 0 | 0 | 0.11233 | 0.10672 | 0 | 0 | 1.1998 | 3.4739 | 0 | 0.11233 | -0.11233 | 4.7434 | 79.0563 | 0.19853 | 0.11739 | 0 | 0 | 3.4739
2007-04-08 02:00 | 0 | 0 | -117.6461 | 90 | 0 | 0 | 0.12898 | 0.12898 | 0 | 0 | 0 | 0.12898 | 0 | 0 | 0 | 0 | 0 | 0.13577 | 0.12898 | 0 | 0 | 1.3246 | 3.3615 | 0 | 0.13577 | -0.13577 | 4.6003 | 76.671 | 0.19853 | 0.14188 | 0 | 0 | 3.3615
2007-04-08 03:00 | 0 | 0 | -108.1194 | 90 | 0 | 0 | 0.24674 | 0.24674 | 0 | 0 | 0 | 0.24674 | 0 | 0 | 0 | 0 | 0 | 0.25973 | 0.24674 | 0 | 0 | 1.4755 | 3.2258 | 0 | 0.25973 | -0.25973 | 4.3265 | 72.1081 | 0.19853 | 0.27142 | 0 | 0 | 3.2258
2007-04-08 04:00 | 0 | 0 | -102.7629 | 90 | 0 | 0 | 0.27642 | 0.27642 | 0 | 0 | 0 | 0.27642 | 0 | 0 | 0 | 0 | 0 | 0.29096 | 0.27642 | 0 | 0 | 1.764 | 2.9661 | 0 | 0.29096 | -0.29096 | 4.0198 | 66.9964 | 0.19853 | 0.30406 | 0 | 0 | 2.9661
2007-04-08 05:00 | 0 | 0 | -99.216 | 90 | 0 | 0 | 0.089908 | 0.089908 | 0 | 0 | 0 | 0.089908 | 0 | 0 | 1.3878e-17 | 0 | 0 | 0.09464 | 0.089908 | 0 | 0 | 2.0873 | 2.6751 | 0 | 0.09464 | -0.09464 | 3.92 | 65.3337 | 0.19853 | 0.098898 | 0 | 0 | 2.6751
2007-04-08 06:00 | 0.010319 | 0 | -96.5644 | 90 | 0 | 0 | 0 | 0 | 0 | 0 | 0 | 0 | 0 | 0 | 0 | 0 | 0 | 0 | 0 | 0 | 0 | 2.1925 | 2.5804 | 0 | 0 | 0 | 3.92 | 65.3337 | 0.19853 | 0 | 0 | 0 | 2.5804
2007-04-08 07:00 | 0.067076 | 14.0807 | -94.3673 | 76.7809 | 0.066669 | 0.11894 | 0.26819 | 0.26819 | 0 | 0 | 0 | 0.26819 | 44.3486 | 0 | 0 | 0 | 0.11894 | 0.2823 | 0.26819 | 0 | 0 | 2.1925 | 2.5804 | 0 | 0.16337 | -0.16337 | 3.7478 | 62.4637 | 0.19853 | 0.29501 | 0.09515 | 0 | 2.6994
2007-04-08 08:00 | 0.061864 | 28.8692 | -92.3464 | 61.888 | 0.06155 | 0.1098 | 0 | 0 | 0 | 0 | 0 | 0 | 0 | 0 | 0 | 0 | 0.1098 | 0 | 0 | 0 | 0 | 2.374 | 2.4171 | 0.1098 | 0 | 0.1098 | 3.852 | 64.1999 | 0.19849 | 0 | 0.087844 | 0 | 2.5269
2007-04-08 09:00 | 0.059342 | 43.6791 | -90.228 | 47.0309 | 0.059047 | 0.10534 | 1.1525 | 1.1525 | 0 | 0 | 0 | 1.1525 | 9.14 | 0 | 0 | 0 | 0.10534 | 1.2132 | 1.1525 | 0 | 0 | 2.2642 | 2.5159 | 0 | 1.1078 | -1.1078 | 2.6842 | 44.7371 | 0.19849 | 1.2678 | 0.084272 | 0 | 2.6212
2007-04-08 10:00 | 0.24641 | 58.4899 | -87.4978 | 32.2682 | 0.24519 | 0.43742 | 0 | 0 | 0 | 0 | 0 | 0 | 0 | 0 | 0 | 0 | 0.43742 | 0 | 0 | 0 | 0 | 3.4951 | 1.4081 | 0.43742 | 0 | 0.43742 | 3.0992 | 51.6533 | 0.19831 | 0 | 0.34993 | 0 | 1.8455
2007-04-08 11:00 | 0.078185 | 73.2485 | -82.1266 | 17.8452 | 0.0778 | 0.1388 | 1.2287 | 1.2287 | 0 | 0 | 0 | 1.2287 | 11.2963 | 0 | 2.2204e-16 | 0 | 0.1388 | 1.2933 | 1.2287 | 0 | 0 | 3.0577 | 1.8017 | 0 | 1.1545 | -1.1545 | 1.8822 | 31.3699 | 0.19831 | 1.3515 | 0.11104 | 0 | 1.9405
2007-04-08 12:00 | 0.10871 | 86.8715 | -32.5962 | 6.6133 | 0.10818 | 0.19299 | 2.7994 | 2.4982 | 1.7 | 0 | 0.5202 | 2.4982 | 7.7251 | 0 | 0.30123 | 0.72783 | 0.19299 | 0.84018 | 0.79817 | 0 | 0 | 4.3406 | 0.64719 | 0 | 0.64719 | -0.64719 | 1.2 | 20 | 0.19831 | 3.0793 | 0.15439 | 1.7 | 0.84018
2007-04-08 13:00 | 0.33654 | 76.5553 | 79.6263 | 14.7363 | 0.3349 | 0.59747 | 2.8083 | 2.2676 | 1.7 | 0 | 0.5202 | 2.2676 | 26.3481 | 0 | 0.54068 | 1.2756 | 0.59747 | 0.59747 | 0.56759 | 0 | 0 | 5.0597 | 0 | 0 | 0 | 0 | 1.2 | 20 | 0.19831 | 3.0891 | 0.47797 | 1.7 | 0.59747
2007-04-08 14:00 | 0.65997 | 61.8342 | 86.6692 | 28.9599 | 0.65627 | 1.1708 | 0.62884 | 0.62884 | 1.7 | 0 | 0.5202 | 0.62884 | 186.1839 | 0 | 0 | 0 | 1.1708 | 0 | 0 | 1.0712 | 1.0176 | 5.0597 | 0 | 2.1884 | 0 | 2.1884 | 3.2761 | 54.6016 | 0.19821 | 0.69172 | 0.93663 | 1.7 | 1.1708
2007-04-08 15:00 | 0.4253 | 47.0278 | 89.6942 | 43.6822 | 0.42263 | 0.75398 | 0 | 0 | 1.4526 | 0 | 0.45267 | 0 | 0 | 0 | 0 | 0 | 0.75398 | 0 | 0 | 1.4526 | 1.38 | 2.8713 | 1.9696 | 2.134 | 0 | 2.134 | 5.3006 | 88.3426 | 0.19799 | 0 | 0.60318 | 1.7 | 2.7235
2007-04-08 16:00 | 0.08489 | 32.2156 | 91.8879 | 58.5255 | 0.084458 | 0.15067 | 1.8672 | 1.8672 | 1.7 | 0 | 0.5202 | 1.8672 | 8.0697 | 2.7756e-17 | 0 | 0 | 0.15067 | 0.17596 | 0.16716 | 0 | 0 | 0.73728 | 3.8901 | 0 | 0.025288 | -0.025288 | 5.2739 | 87.8983 | 0.19799 | 2.0539 | 0.12054 | 1.7 | 4.0408
2007-04-08 17:00 | 0.086128 | 17.4206 | 93.9039 | 73.4129 | 0.085626 | 0.15276 | 1.1945 | 1.1945 | 0 | 0 | 0 | 1.1945 | 12.788 | 0 | 0 | 0 | 0.15276 | 1.2574 | 1.1945 | 0 | 0 | 0.76538 | 3.8648 | 0 | 1.1047 | -1.1047 | 4.1095 | 68.4916 | 0.19799 | 1.314 | 0.12221 | 0 | 4.0176
2007-04-08 18:00 | 0.037415 | 2.6621 | 96.0393 | 88.317 | 0.032434 | 0.057863 | 2.4358 | 2.4358 | 1.7 | 0 | 0.5202 | 2.4358 | 2.3755 | 0 | 4.4409e-16 | 0 | 0.057863 | 0.77452 | 0.73579 | 0 | 0 | 1.9928 | 2.7602 | 0 | 0.71666 | -0.71666 | 3.3541 | 55.9013 | 0.19799 | 2.6794 | 0.04629 | 1.7 | 2.8181
2007-04-08 19:00 | 0 | 0 | 98.5584 | 90 | 0 | 0 | 0.53531 | 0.53531 | 1.7 | 0 | 0.5202 | 0.53531 | 0 | 0 | 0 | 0 | 0 | 0 | 0 | 1.1647 | 1.1065 | 2.7891 | 2.0435 | 1.1065 | 0 | 1.1065 | 4.4038 | 73.3959 | 0.19826 | 0.58884 | 0 | 1.7 | 2.0435
2007-04-08 20:00 | 0 | 0 | 101.8478 | 90 | 0 | 0 | 2.2639 | 2.2639 | 1.7 | 0 | 0.5202 | 2.2639 | 0 | 0 | 0 | 0 | 0 | 0.59355 | 0.56387 | 0 | 0 | 1.6826 | 3.0394 | 0 | 0.59355 | -0.59355 | 3.7781 | 62.9684 | 0.19826 | 2.4903 | 0 | 1.7 | 3.0394
2007-04-08 21:00 | 0 | 0 | 106.6678 | 90 | 0 | 0 | 1.4383 | 1.4383 | 1.7 | 0 | 0.5202 | 1.4383 | 0 | 0 | 0 | 0 | 0 | 0 | 0 | 0.26173 | 0.24865 | 2.3421 | 2.4458 | 0.24865 | 0 | 0.24865 | 4.014 | 66.8998 | 0.19832 | 1.5821 | 0 | 1.7 | 2.4458
2007-04-08 22:00 | 0 | 0 | 114.8867 | 90 | 0 | 0 | 0.2423 | 0.2423 | 1.6949 | 0 | 0.51882 | 0.2423 | 0 | 2.2204e-16 | 0 | 0 | 0 | 0 | 0 | 1.4526 | 1.38 | 2.0934 | 2.6696 | 1.38 | 0 | 1.38 | 5.3232 | 88.7195 | 0.19855 | 0.26653 | 0 | 1.7 | 2.6696
2007-04-08 23:00 | 0 | 0 | 132.2014 | 90 | 0 | 0 | 0.097739 | 0.097739 | 0 | 0 | 0 | 0.097739 | 0 | 0 | 1.3878e-17 | 0 | 0 | 0.10288 | 0.097739 | 0 | 0 | 0.71345 | 3.9116 | 0 | 0.10288 | -0.10288 | 5.2147 | 86.912 | 0.19855 | 0.10751 | 0 | 0 | 3.9116
2007-04-09 | 0 | 0 | 174.105 | 90 | 0 | 0 | 0.085022 | 0.085022 | 0 | 0 | 0 | 0.085022 | 0 | 0 | 1.3878e-17 | 0 | 0 | 0.089497 | 0.085022 | 0 | 0 | 0.82776 | 3.8087 | 0 | 0.089497 | -0.089497 | 5.1204 | 85.3397 | 0.19855 | 0.093524 | 0 | 0 | 3.8087
2007-04-09 01:00 | 0 | 0 | -139.3618 | 90 | 0 | 0 | 0.12196 | 0.12196 | 0 | 0 | 0 | 0.12196 | 0 | 0 | 1.3878e-17 | 0 | 0 | 0.12838 | 0.12196 | 0 | 0 | 0.9272 | 3.7192 | 0 | 0.12838 | -0.12838 | 4.9851 | 83.0843 | 0.19855 | 0.13416 | 0 | 0 | 3.7192
2007-04-09 02:00 | 0 | 0 | -118.2168 | 90 | 0 | 0 | 0 | 0 | 0 | 0 | 0 | 0 | 0 | 0 | 0 | 0 | 0 | 0 | 0 | 0 | 0 | 1.0698 | 3.5908 | 0 | 0 | 0 | 4.9851 | 83.0843 | 0.19855 | 0 | 0 | 0 | 3.5908
2007-04-09 03:00 | 0 | 0 | -108.5939 | 90 | 0 | 0 | 0.1249 | 0.1249 | 0 | 0 | 0 | 0.1249 | 0 | 0 | 2.7756e-17 | 0 | 0 | 0.13147 | 0.1249 | 0 | 0 | 1.0698 | 3.5908 | 0 | 0.13147 | -0.13147 | 4.8465 | 80.7746 | 0.19855 | 0.13739 | 0 | 0 | 3.5908
2007-04-09 04:00 | 0 | 0 | -103.1742 | 90 | 0 | 0 | 0.042276 | 0.042276 | 0 | 0 | 0 | 0.042276 | 0 | 0 | 6.9389e-18 | 0 | 0 | 0.044501 | 0.042276 | 0 | 0 | 1.2159 | 3.4594 | 0 | 0.044501 | -0.044501 | 4.7996 | 79.9928 | 0.19855 | 0.046503 | 0 | 0 | 3.4594
2007-04-09 05:00 | 0 | 0 | -99.5948 | 90 | 0 | 0 | 0.0095774 | 0.0095774 | 0 | 0 | 0 | 0.0095774 | 0 | 0 | 1.7347e-18 | 0 | 0 | 0.010081 | 0.0095774 | 0 | 0 | 1.2654 | 3.4149 | 0 | 0.010081 | -0.010081 | 4.7889 | 79.8157 | 0.19855 | 0.010535 | 0 | 0 | 3.4149
2007-04-09 06:00 | 0.02523 | 0 | -96.9351 | 90 | 0 | 0 | 0.16592 | 0.16592 | 0 | 0 | 0 | 0.16592 | 0 | 0 | 2.7756e-17 | 0 | 0 | 0.17465 | 0.16592 | 0 | 0 | 1.2766 | 3.4048 | 0 | 0.17465 | -0.17465 | 4.6049 | 76.7474 | 0.19855 | 0.18251 | 0 | 0 | 3.4048
2007-04-09 07:00 | 0.19291 | 14.2065 | -94.753 | 76.7169 | 0.18467 | 0.32946 | 0 | 0 | 0 | 0 | 0 | 0 | 0 | 0 | 0 | 0 | 0.32946 | 0 | 0 | 0 | 0 | 1.4706 | 3.2301 | 0.32946 | 0 | 0.32946 | 4.9174 | 81.9565 | 0.19842 | 0 | 0.26356 | 0 | 3.5596
2007-04-09 08:00 | 0.33695 | 28.9886 | -92.7762 | 61.8375 | 0.33208 | 0.59243 | 0.95434 | 0.95434 | 0 | 0 | 0 | 0.95434 | 62.0773 | 0 | 0 | 0 | 0.59243 | 1.0046 | 0.95434 | 0 | 0 | 1.1412 | 3.5266 | 0 | 0.41214 | -0.41214 | 4.483 | 74.716 | 0.19842 | 1.0498 | 0.47394 | 0 | 4.1191
2007-04-09 09:00 | 0.43585 | 43.7953 | -90.75 | 46.9984 | 0.43245 | 0.77149 | 1.7319 | 1.7319 | 1.7 | 0 | 0.5202 | 1.7319 | 44.5461 | 0 | 0 | 0 | 0.77149 | 0.033563 | 0.031885 | 0 | 0 | 1.5991 | 3.1145 | 0.73792 | 0 | 0.73792 | 5.183 | 86.3836 | 0.19855 | 1.9051 | 0.61719 | 1.7 | 3.886
2007-04-09 10:00 | 0.54033 | 58.6083 | -88.2193 | 32.2656 | 0.5371 | 0.95819 | 2.1705 | 2.1705 | 1.7 | 0 | 0.5202 | 2.1705 | 44.1458 | 0 | 0 | 0 | 0.95819 | 0.49528 | 0.47052 | 0 | 0 | 0.86118 | 3.7786 | 0.46291 | 0 | 0.46291 | 5.6222 | 93.7028 | 0.19863 | 2.3876 | 0.76655 | 1.7 | 4.7368
2007-04-09 11:00 | 0.8236 | 73.3862 | -83.415 | 17.9141 | 0.81905 | 1.4612 | 0.67636 | 0.67636 | 0 | 0 | 0 | 0.67636 | 216.0384 | 0.35096 | 0 | 0 | 1.4612 | 0.71195 | 0.67636 | 0 | 0 | 0.39827 | 4.1952 | 0.39827 | 0 | 0.39827 | 6 | 100 | 0.19847 | 0.74399 | 1.169 | 0 | 5.6564
2007-04-09 12:00 | 0.9186 | 87.235 | -35.5908 | 6.9707 | 0.91407 | 1.6307 | 0.40012 | 0.40012 | 0 | 0 | 0 | 0.40012 | 407.5571 | 1.2095 | 0 | 0 | 1.6307 | 0.42118 | 0.40012 | 0 | 0 | 0 | 4.5537 | 0 | 0 | 0 | 6 | 100 | 0.19847 | 0.44013 | 1.3046 | 0 | 6.1844
2007-04-09 13:00 | 0.79646 | 76.5583 | 81.3238 | 14.9722 | 0.79228 | 1.4134 | 1.4893 | 1.4893 | 0.425 | 0 | 0.17213 | 1.4893 | 94.909 | 0.29317 | 0 | 0 | 1.4134 | 1.1203 | 1.0643 | 0 | 0 | 0 | 4.5537 | 0 | 0 | 0 | 6 | 100 | 0.19847 | 1.6382 | 1.1307 | 1.7 | 5.9671
2007-04-09 14:00 | 0.52862 | 61.8062 | 87.5027 | 29.1136 | 0.52567 | 0.9378 | 0.88175 | 0.88175 | 0 | 0 | 0 | 0.88175 | 106.3575 | 0.0096494 | 0 | 0 | 0.9378 | 0.92815 | 0.88175 | 0 | 0 | 0 | 4.5537 | 0 | 0 | 0 | 6 | 100 | 0.19847 | 0.96992 | 0.75024 | 0 | 5.4915
2007-04-09 15:00 | 0.58792 | 46.9953 | 90.271 | 43.8031 | 0.58228 | 1.0388 | 0.39589 | 0.39589 | 0 | 0 | 0 | 0.39589 | 262.3901 | 0.62206 | 0 | 0 | 1.0388 | 0.41673 | 0.39589 | 0 | 0 | 0 | 4.5537 | 0 | 0 | 0 | 6 | 100 | 0.19847 | 0.43548 | 0.83103 | 0 | 5.5925
2007-04-09 16:00 | 0.52283 | 32.1855 | 92.3529 | 58.6274 | 0.51244 | 0.9142 | 0.54778 | 0.54778 | 0 | 0 | 0 | 0.54778 | 166.8921 | 0.33759 | 0 | 0 | 0.9142 | 0.57661 | 0.54778 | 0 | 0 | 0 | 4.5537 | 0 | 0 | 0 | 6 | 100 | 0.19847 | 0.60255 | 0.73136 | 0 | 5.4679
2007-04-09 17:00 | 0.11204 | 17.3966 | 94.3167 | 73.5009 | 0.11127 | 0.1985 | 3.3648 | 3.08 | 1.7 | 0 | 0.5202 | 3.08 | 6.4447 | 2.2204e-16 | 0.2848 | 0.62128 | 0.1985 | 1.4526 | 1.38 | 0 | 0 | 0 | 4.5537 | 0 | 1.2541 | -1.2541 | 4.678 | 77.9672 | 0.19847 | 3.7013 | 0.1588 | 1.7 | 4.7522
2007-04-09 18:00 | 0.038735 | 2.6474 | 96.4341 | 88.3931 | 0.032541 | 0.058052 | 1.11 | 1.11 | 1.7 | 0 | 0.5202 | 1.11 | 5.23 | 0 | 0 | 0 | 0.058052 | 0 | 0 | 0.59 | 0.5605 | 1.3935 | 3.2996 | 0.61856 | 0 | 0.61856 | 5.2649 | 87.7474 | 0.19862 | 1.221 | 0.046442 | 1.7 | 3.3576
2007-04-09 19:00 | 0 | 0 | 98.9619 | 90 | 0 | 0 | 2.0831 | 2.0831 | 1.7 | 0 | 0.5202 | 2.0831 | 0 | 0 | 0 | 0 | 0 | 0.4033 | 0.38314 | 0 | 0 | 0.77492 | 3.8563 | 0 | 0.4033 | -0.4033 | 4.8397 | 80.6621 | 0.19862 | 2.2915 | 0 | 1.7 | 3.8563
2007-04-09 20:00 | 0 | 0 | 102.2887 | 90 | 0 | 0 | 0 | 0 | 0 | 0 | 0 | 0 | 0 | 0 | 0 | 0 | 0 | 0 | 0 | 0 | 0 | 1.223 | 3.453 | 0 | 0 | 0 | 4.8397 | 80.6621 | 0.19862 | 0 | 0 | 0 | 3.453
2007-04-09 21:00 | 0 | 0 | 107.1864 | 90 | 0 | 0 | 1.3675 | 1.3675 | 1.7 | 0 | 0.5202 | 1.3675 | 0 | 0 | 0 | 0 | 0 | 0 | 0 | 0.33254 | 0.31591 | 1.223 | 3.453 | 0.31591 | 0 | 0.31591 | 5.1394 | 85.6571 | 0.1987 | 1.5042 | 0 | 1.7 | 3.453
2007-04-09 22:00 | 0 | 0 | 115.5481 | 90 | 0 | 0 | 0.5197 | 0.5197 | 0 | 0 | 0 | 0.5197 | 0 | 0 | 1.1102e-16 | 0 | 0 | 0.54705 | 0.5197 | 0 | 0 | 0.90712 | 3.7373 | 0 | 0.54705 | -0.54705 | 4.5628 | 76.0465 | 0.1987 | 0.57167 | 0 | 0 | 3.7373
2007-04-09 23:00 | 0 | 0 | 133.0651 | 90 | 0 | 0 | 0.028604 | 0.028604 | 0 | 0 | 0 | 0.028604 | 0 | 0 | 3.4694e-18 | 0 | 0 | 0.030109 | 0.028604 | 0 | 0 | 1.515 | 3.1902 | 0 | 0.030109 | -0.030109 | 4.5311 | 75.5175 | 0.1987 | 0.031464 | 0 | 0 | 3.1902
2007-04-10 | 0 | 0 | 174.5077 | 90 | 0 | 0 | 0.56339 | 0.56339 | 0 | 0 | 0 | 0.56339 | 0 | 0 | 0 | 0 | 0 | 0.59304 | 0.56339 | 0 | 0 | 1.5484 | 3.1601 | 0 | 0.59304 | -0.59304 | 3.9059 | 65.0989 | 0.1987 | 0.61973 | 0 | 0 | 3.1601
2007-04-10 01:00 | 0 | 0 | -139.902 | 90 | 0 | 0 | 0.11845 | 0.11845 | 0 | 0 | 0 | 0.11845 | 0 | 0 | 1.3878e-17 | 0 | 0 | 0.12469 | 0.11845 | 0 | 0 | 2.2073 | 2.5671 | 0 | 0.12469 | -0.12469 | 3.7745 | 62.9083 | 0.1987 | 0.1303 | 0 | 0 | 2.5671
2007-04-10 02:00 | 0 | 0 | -118.7775 | 90 | 0 | 0 | 0.3361 | 0.3361 | 0 | 0 | 0 | 0.3361 | 0 | 0 | 5.5511e-17 | 0 | 0 | 0.35379 | 0.3361 | 0 | 0 | 2.3459 | 2.4424 | 0 | 0.35379 | -0.35379 | 3.4016 | 56.6929 | 0.1987 | 0.36971 | 0 | 0 | 2.4424
2007-04-10 03:00 | 0 | 0 | -109.0632 | 90 | 0 | 0 | 0.63721 | 0.63721 | 0 | 0 | 0 | 0.63721 | 0 | 0 | 0 | 0 | 0 | 0.67075 | 0.63721 | 0 | 0 | 2.739 | 2.0886 | 0 | 0.67075 | -0.67075 | 2.6946 | 44.9091 | 0.1987 | 0.70093 | 0 | 0 | 2.0886
2007-04-10 04:00 | 0 | 0 | -103.5822 | 90 | 0 | 0 | 0.48573 | 0.48573 | 0 | 0 | 0 | 0.48573 | 0 | 0 | 0 | 0 | 0 | 0.5113 | 0.48573 | 0 | 0 | 3.4843 | 1.4179 | 0 | 0.5113 | -0.5113 | 2.1556 | 35.9265 | 0.1987 | 0.5343 | 0 | 0 | 1.4179
2007-04-10 05:00 | 0 | 0 | -99.9714 | 90 | 0 | 0 | 0.29631 | 0.29631 | 0 | 0 | 0 | 0.29631 | 0 | 0 | 5.5511e-17 | 0 | 0 | 0.31191 | 0.29631 | 0 | 0 | 4.0524 | 0.90656 | 0 | 0.31191 | -0.31191 | 1.8268 | 30.4468 | 0.1987 | 0.32595 | 0 | 0 | 0.90656
2007-04-10 06:00 | 0.027269 | 0 | -97.304 | 90 | 0 | 0 | 0.23993 | 0.23993 | 0 | 0 | 0 | 0.23993 | 0 | 0 | 0 | 0 | 0 | 0.25256 | 0.23993 | 0 | 0 | 4.3989 | 0.59465 | 0 | 0.25256 | -0.25256 | 1.5606 | 26.0098 | 0.1987 | 0.26393 | 0 | 0 | 0.59465
2007-04-10 07:00 | 0.23635 | 14.3304 | -95.1373 | 76.6545 | 0.22232 | 0.39662 | 1.2042 | 1.2042 | 1.7 | 0 | 0.5202 | 1.2042 | 32.935 | 0 | 0 | 0 | 0.39662 | 0 | 0 | 0.49575 | 0.47096 | 4.6796 | 0.34208 | 0.86758 | 0 | 0.86758 | 2.3837 | 39.7275 | 0.19888 | 1.3247 | 0.31729 | 1.7 | 0.7387
2007-04-10 08:00 | 0.26247 | 29.1053 | -93.2048 | 61.7893 | 0.26001 | 0.46385 | 0 | 0 | 1.4526 | 0 | 0.45267 | 0 | 0 | 0 | 0 | 0 | 0.46385 | 0 | 0 | 1.4526 | 1.38 | 3.812 | 1.1229 | 1.8439 | 0 | 1.8439 | 4.1329 | 68.8813 | 0.19877 | 0 | 0.37108 | 1.7 | 1.5868
2007-04-10 09:00 | 0.22363 | 43.9078 | -91.2714 | 46.9693 | 0.22247 | 0.39689 | 0 | 0 | 1.4526 | 0 | 0.45267 | 0 | 0 | 0 | 0 | 0 | 0.39689 | 0 | 0 | 1.4526 | 1.38 | 1.9681 | 2.7824 | 1.7769 | 0 | 1.7769 | 5.8186 | 96.9763 | 0.19869 | 0 | 0.31751 | 1.7 | 3.1793
2007-04-10 10:00 | 0.80409 | 58.7214 | -88.942 | 32.2681 | 0.79702 | 1.4219 | 1.7746 | 1.7746 | 0.60551 | 0 | 0.22141 | 1.7746 | 80.1227 | 0 | 0 | 0 | 1.4219 | 1.2306 | 1.1691 | 0 | 0 | 0.19123 | 4.3816 | 0.19123 | 0 | 0.19123 | 6 | 100 | 0.19872 | 1.9521 | 1.1375 | 1.7 | 5.8035
2007-04-10 11:00 | 0.82739 | 73.5145 | -84.7172 | 17.9915 | 0.82211 | 1.4666 | 1.319 | 1.319 | 0.425 | 0 | 0.17213 | 1.319 | 111.1961 | 0.52562 | 0 | 0 | 1.4666 | 0.94102 | 0.89397 | 0 | 0 | 0 | 4.5537 | 0 | 0 | 0 | 6 | 100 | 0.19872 | 1.4509 | 1.1733 | 1.7 | 6.0203
2007-04-10 12:00 | 0.96668 | 87.5865 | -39.4665 | 7.3302 | 0.96098 | 1.7144 | 2.1689 | 2.1689 | 0.7889 | 0 | 0.27147 | 2.1689 | 79.0441 | 0.26176 | 0 | 0 | 1.7144 | 1.4526 | 1.38 | 0 | 0 | 0 | 4.5537 | 0 | 0 | 0 | 6 | 100 | 0.19872 | 2.3858 | 1.3715 | 1.7 | 6.2681
2007-04-10 13:00 | 0.62025 | 76.5507 | 83.0114 | 15.2127 | 0.61689 | 1.1005 | 1.21 | 1.21 | 0 | 0 | 0 | 1.21 | 90.9557 | 0 | 0 | 0 | 1.1005 | 1.2737 | 1.21 | 0 | 0 | 0 | 4.5537 | 0 | 0.17312 | -0.17312 | 5.8175 | 96.9587 | 0.19872 | 1.331 | 0.88043 | 0 | 5.6542
2007-04-10 14:00 | 0.30583 | 61.774 | 88.3302 | 29.2699 | 0.3043 | 0.54287 | 2.4572 | 2.4572 | 1.7 | 0 | 0.5202 | 2.4572 | 22.0932 | 1.1102e-16 | 0 | 0 | 0.54287 | 0.79702 | 0.75716 | 0 | 0 | 0.19235 | 4.3806 | 0 | 0.25415 | -0.25415 | 5.5496 | 92.4937 | 0.19872 | 2.7029 | 0.43429 | 1.7 | 4.9234
2007-04-10 15:00 | 0.15984 | 46.9608 | 90.844 | 43.9253 | 0.15904 | 0.28372 | 1.2385 | 1.2385 | 0 | 0 | 0 | 1.2385 | 22.908 | 0 | 2.2204e-16 | 0 | 0.28372 | 1.3037 | 1.2385 | 0 | 0 | 0.47474 | 4.1264 | 0 | 1.02 | -1.02 | 4.4745 | 74.5743 | 0.19872 | 1.3624 | 0.22698 | 0 | 4.4101
2007-04-10 16:00 | 0.42328 | 32.1546 | 92.8151 | 58.7296 | 0.41595 | 0.74205 | 2.2651 | 2.2651 | 1.7 | 0 | 0.5202 | 2.2651 | 32.7603 | 0 | 0 | 0 | 0.74205 | 0.59485 | 0.5651 | 0 | 0 | 1.6081 | 3.1064 | 0.14721 | 0 | 0.14721 | 4.6141 | 76.9019 | 0.19875 | 2.4916 | 0.59364 | 1.7 | 3.8485
2007-04-10 17:00 | 0.1979 | 17.3726 | 94.7272 | 73.5885 | 0.19297 | 0.34426 | 0.60657 | 0.60657 | 1.6673 | 0 | 0.51128 | 0.60657 | 56.7553 | 0 | 0 | 0 | 0.34426 | 0 | 0 | 1.0608 | 1.0077 | 1.4609 | 3.2389 | 1.352 | 0 | 1.352 | 5.8967 | 98.2786 | 0.19897 | 0.66723 | 0.27541 | 1.7 | 3.5832
2007-04-10 18:00 | 0.042142 | 2.6333 | 96.8267 | 88.4681 | 0.032955 | 0.058792 | 3.2531 | 3.08 | 1.7 | 0 | 0.5202 | 3.08 | 1.9088 | 2.2204e-16 | 0.17314 | 0.49846 | 0.058792 | 1.4526 | 1.38 | 0 | 0 | 0.10887 | 4.4557 | 0 | 1.3938 | -1.3938 | 4.4275 | 73.7914 | 0.19897 | 3.5785 | 0.047033 | 1.7 | 4.5145
2007-04-10 19:00 | 0 | 0 | 99.3632 | 90 | 0 | 0 | 2.9946 | 2.9946 | 1.7 | 0 | 0.5202 | 2.9946 | 0 | 0 | 0 | 0.21405 | 0 | 1.3627 | 1.2946 | 0 | 0 | 1.6576 | 3.0619 | 0 | 1.3627 | -1.3627 | 2.991 | 49.8507 | 0.19897 | 3.2941 | 0 | 1.7 | 3.0619
2007-04-10 20:00 | 0 | 0 | 102.727 | 90 | 0 | 0 | 1.8452 | 1.8452 | 1.7 | 0 | 0.5202 | 1.8452 | 0 | 0 | 0 | 0 | 0 | 0.15286 | 0.14522 | 0 | 0 | 3.1717 | 1.6991 | 0 | 0.15286 | -0.15286 | 2.8299 | 47.1653 | 0.19897 | 2.0297 | 0 | 1.7 | 1.6991
2007-04-10 21:00 | 0 | 0 | 107.7012 | 90 | 0 | 0 | 1.2239 | 1.2239 | 1.7 | 0 | 0.5202 | 1.2239 | 0 | 0 | 0 | 0 | 0 | 0 | 0 | 0.47607 | 0.45226 | 3.3416 | 1.5463 | 0.45226 | 0 | 0.45226 | 3.259 | 54.3162 | 0.19907 | 1.3463 | 0 | 1.7 | 1.5463
2007-04-10 22:00 | 0 | 0 | 116.2022 | 90 | 0 | 0 | 0.36078 | 0.36078 | 1.7 | 0 | 0.5202 | 0.36078 | 0 | 0 | 0 | 0 | 0 | 0 | 0 | 1.3392 | 1.2723 | 2.8893 | 1.9533 | 1.2723 | 0 | 1.2723 | 4.4659 | 74.4323 | 0.19934 | 0.39686 | 0 | 1.7 | 1.9533
2007-04-10 23:00 | 0 | 0 | 133.9083 | 90 | 0 | 0 | 0.37529 | 0.37529 | 1.7 | 0 | 0.5202 | 0.37529 | 0 | 0 | 0 | 0 | 0 | 0 | 0 | 1.3247 | 1.2585 | 1.617 | 3.0983 | 1.2585 | 0 | 1.2585 | 5.6598 | 94.3304 | 0.19961 | 0.41282 | 0 | 1.7 | 3.0983
2007-04-11 | 0 | 0 | 174.8879 | 90 | 0 | 0 | 0.16335 | 0.16335 | 0 | 0 | 0 | 0.16335 | 0 | 0 | 0 | 0 | 0 | 0.17195 | 0.16335 | 0 | 0 | 0.35858 | 4.231 | 0 | 0.17195 | -0.17195 | 5.4786 | 91.3096 | 0.19961 | 0.17968 | 0 | 0 | 4.231
2007-04-11 01:00 | 0 | 0 | -140.4244 | 90 | 0 | 0 | 0.23577 | 0.23577 | 0 | 0 | 0 | 0.23577 | 0 | 0 | 2.7756e-17 | 0 | 0 | 0.24818 | 0.23577 | 0 | 0 | 0.54963 | 4.059 | 0 | 0.24818 | -0.24818 | 5.217 | 86.9495 | 0.19961 | 0.25935 | 0 | 0 | 4.059
2007-04-11 02:00 | 0 | 0 | -119.3281 | 90 | 0 | 0 | 0.32357 | 0.32357 | 0 | 0 | 0 | 0.32357 | 0 | 0 | 5.5511e-17 | 0 | 0 | 0.3406 | 0.32357 | 0 | 0 | 0.82539 | 3.8108 | 0 | 0.3406 | -0.3406 | 4.858 | 80.9657 | 0.19961 | 0.35593 | 0 | 0 | 3.8108
2007-04-11 03:00 | 0 | 0 | -109.5271 | 90 | 0 | 0 | 0.071416 | 0.071416 | 0 | 0 | 0 | 0.071416 | 0 | 0 | 1.3878e-17 | 0 | 0 | 0.075175 | 0.071416 | 0 | 0 | 1.2038 | 3.4702 | 0 | 0.075175 | -0.075175 | 4.7787 | 79.6451 | 0.19961 | 0.078557 | 0 | 0 | 3.4702
2007-04-11 04:00 | 0 | 0 | -103.9868 | 90 | 0 | 0 | 0.038525 | 0.038525 | 0 | 0 | 0 | 0.038525 | 0 | 0 | 0 | 0 | 0 | 0.040552 | 0.038525 | 0 | 0 | 1.2874 | 3.3951 | 0 | 0.040552 | -0.040552 | 4.736 | 78.9326 | 0.19961 | 0.042377 | 0 | 0 | 3.3951
2007-04-11 05:00 | 0 | 0 | -100.3455 | 90 | 0 | 0 | 0.33182 | 0.33182 | 0 | 0 | 0 | 0.33182 | 0 | 0 | 0 | 0 | 0 | 0.34928 | 0.33182 | 0 | 0 | 1.3324 | 3.3545 | 0 | 0.34928 | -0.34928 | 4.3678 | 72.7964 | 0.19961 | 0.365 | 0 | 0 | 3.3545
2007-04-11 06:00 | 0.02596 | 0 | -97.671 | 90 | 0 | 0 | 0.37083 | 0.37083 | 0 | 0 | 0 | 0.37083 | 0 | 0 | 5.5511e-17 | 0 | 0 | 0.39035 | 0.37083 | 0 | 0 | 1.7205 | 3.0052 | 0 | 0.39035 | -0.39035 | 3.9563 | 65.9387 | 0.19961 | 0.40791 | 0 | 0 | 3.0052
2007-04-11 07:00 | 0.20777 | 14.4522 | -95.5199 | 76.5938 | 0.19681 | 0.35112 | 0.10096 | 0.10096 | 0 | 0 | 0 | 0.10096 | 347.7889 | 0 | 0 | 0 | 0.35112 | 0.10627 | 0.10096 | 0 | 0 | 2.1542 | 2.6149 | 0.24485 | 0 | 0.24485 | 4.1886 | 69.81 | 0.19951 | 0.11105 | 0.28089 | 0 | 2.966
2007-04-11 08:00 | 0.43867 | 29.2192 | -93.6322 | 61.7436 | 0.42777 | 0.76314 | 2.5138 | 2.5138 | 1.7 | 0 | 0.5202 | 2.5138 | 30.3577 | 1.1102e-16 | 0 | 0 | 0.76314 | 0.85665 | 0.81382 | 0 | 0 | 1.9094 | 2.8352 | 0 | 0.093511 | -0.093511 | 4.09 | 68.1672 | 0.19951 | 2.7652 | 0.61051 | 1.7 | 3.5984
2007-04-11 09:00 | 0.72087 | 44.0165 | -91.792 | 46.9435 | 0.7097 | 1.2661 | 0.13257 | 0.13257 | 0.91907 | 0 | 0.30701 | 0.13257 | 955.079 | 0 | 0 | 0 | 1.2661 | 0 | 0 | 0.78651 | 0.74718 | 2.0133 | 2.7417 | 2.0133 | 0 | 2.0133 | 6 | 100 | 0.19901 | 0.14582 | 1.0129 | 1.7 | 4.0078
2007-04-11 10:00 | 0.92935 | 58.829 | -89.6655 | 32.2755 | 0.91981 | 1.6409 | 0.88334 | 0.88334 | 0 | 0 | 0 | 0.88334 | 185.7651 | 0.7111 | 0 | 0 | 1.6409 | 0.92983 | 0.88334 | 0 | 0 | 0 | 4.5537 | 0 | 0 | 0 | 6 | 100 | 0.19901 | 0.97167 | 1.3127 | 0 | 6.1946
2007-04-11 11:00 | 0.94541 | 73.6331 | -86.0316 | 18.0769 | 0.93817 | 1.6737 | 1.7958 | 1.7958 | 0.425 | 0 | 0.17213 | 1.7958 | 93.2025 | 0.23079 | 0 | 0 | 1.6737 | 1.4429 | 1.3708 | 0 | 0 | 0 | 4.5537 | 0 | 0 | 0 | 6 | 100 | 0.19901 | 1.9753 | 1.339 | 1.7 | 6.2274
2007-04-11 12:00 | 0.96732 | 87.9209 | -44.6113 | 7.6911 | 0.9607 | 1.7139 | 0.085984 | 0.085984 | 0 | 0 | 0 | 0.085984 | 1993.267 | 1.6234 | 0 | 0 | 1.7139 | 0.090509 | 0.085984 | 0 | 0 | 0 | 4.5537 | 0 | 0 | 0 | 6 | 100 | 0.19901 | 0.094582 | 1.3711 | 0 | 6.2676
2007-04-11 13:00 | 0.97123 | 76.5327 | 84.6861 | 15.4573 | 0.96402 | 1.7198 | 0.80607 | 0.80607 | 0 | 0 | 0 | 0.80607 | 213.3573 | 0.87132 | 0 | 0 | 1.7198 | 0.8485 | 0.80607 | 0 | 0 | 0 | 4.5537 | 0 | 0 | 0 | 6 | 100 | 0.19901 | 0.88668 | 1.3759 | 0 | 6.2735
2007-04-11 14:00 | 0.82207 | 61.7378 | 89.1511 | 29.4285 | 0.81449 | 1.4531 | 0.40618 | 0.40618 | 0 | 0 | 0 | 0.40618 | 357.7398 | 1.0255 | 0 | 0 | 1.4531 | 0.42755 | 0.40618 | 0 | 0 | 0 | 4.5537 | 0 | 0 | 0 | 6 | 100 | 0.19901 | 0.44679 | 1.1624 | 0 | 6.0067
2007-04-11 15:00 | 0.73734 | 46.9244 | 91.413 | 44.0485 | 0.72701 | 1.297 | 0.10566 | 0.10566 | 0 | 0 | 0 | 0.10566 | 1227.494 | 1.1858 | 0 | 0 | 1.297 | 0.11122 | 0.10566 | 0 | 0 | 0 | 4.5537 | 0 | 0 | 0 | 6 | 100 | 0.19901 | 0.11623 | 1.0376 | 0 | 5.8507
2007-04-11 16:00 | 0.56676 | 32.1229 | 93.2744 | 58.832 | 0.55301 | 0.98658 | 0.11219 | 0.11219 | 0 | 0 | 0 | 0.11219 | 879.3615 | 0.86848 | 0 | 0 | 0.98658 | 0.1181 | 0.11219 | 0 | 0 | 0 | 4.5537 | 0 | 0 | 0 | 6 | 100 | 0.19901 | 0.12341 | 0.78926 | 0 | 5.5403
2007-04-11 17:00 | 0.30779 | 17.3486 | 95.1352 | 73.6756 | 0.29154 | 0.52011 | 0.21202 | 0.21202 | 0 | 0 | 0 | 0.21202 | 245.3138 | 0.29694 | 0 | 0 | 0.52011 | 0.22318 | 0.21202 | 0 | 0 | 0 | 4.5537 | 0 | 0 | 0 | 6 | 100 | 0.19901 | 0.23322 | 0.41609 | 0 | 5.0738
2007-04-11 18:00 | 0.054538 | 2.62 | 97.2171 | 88.5421 | 0.033754 | 0.060217 | 0.93946 | 0.93946 | 0 | 0 | 0 | 0.93946 | 6.4098 | 0 | 1.1102e-16 | 0 | 0.060217 | 0.9889 | 0.93946 | 0 | 0 | 0 | 4.5537 | 0 | 0.92868 | -0.92868 | 5.0211 | 83.6847 | 0.19901 | 1.0334 | 0.048174 | 0 | 4.6139
2007-04-11 19:00 | 0 | 0 | 99.7621 | 90 | 0 | 0 | 2.4009 | 2.4009 | 1.7 | 0 | 0.5202 | 2.4009 | 0 | 0 | 0 | 0 | 0 | 0.73778 | 0.70089 | 0 | 0 | 1.0319 | 3.625 | 0 | 0.73778 | -0.73778 | 4.2434 | 70.7233 | 0.19901 | 2.641 | 0 | 1.7 | 3.625
2007-04-11 20:00 | 0 | 0 | 103.1625 | 90 | 0 | 0 | 0 | 0 | 1.4526 | 0 | 0.45267 | 0 | 0 | 0 | 0 | 0 | 0 | 0 | 0 | 1.4526 | 1.38 | 1.8516 | 2.8872 | 1.38 | 0 | 1.38 | 5.5526 | 92.543 | 0.19909 | 0 | 0 | 1.7 | 2.8872
2007-04-11 21:00 | 0 | 0 | 108.2121 | 90 | 0 | 0 | 4.3313 | 3.08 | 1.7 | 0 | 0.5202 | 3.08 | 0 | 0 | 1.2513 | 1.6845 | 0 | 1.4526 | 1.38 | 0 | 0 | 0.47162 | 4.1292 | 0 | 1.4526 | -1.4526 | 4.0214 | 67.0229 | 0.19909 | 4.7645 | 0 | 1.7 | 4.1292
2007-04-11 22:00 | 0 | 0 | 116.8486 | 90 | 0 | 0 | 0.093839 | 0.093839 | 1.5465 | 0 | 0.47829 | 0.093839 | 0 | 0 | 0 | 0 | 0 | 0 | 0 | 1.4526 | 1.38 | 2.0857 | 2.6766 | 1.38 | 0 | 1.38 | 5.3306 | 88.8426 | 0.19922 | 0.10322 | 0 | 1.7 | 2.6766
2007-04-11 23:00 | 0 | 0 | 134.7309 | 90 | 0 | 0 | 0.11378 | 0.11378 | 0 | 0 | 0 | 0.11378 | 0 | 0 | 1.3878e-17 | 0 | 0 | 0.11976 | 0.11378 | 0 | 0 | 0.70566 | 3.9186 | 0 | 0.11976 | -0.11976 | 5.2043 | 86.7385 | 0.19922 | 0.12515 | 0 | 0 | 3.9186
2007-04-12 | 0 | 0 | 175.2468 | 90 | 0 | 0 | 0.57482 | 0.57482 | 0 | 0 | 0 | 0.57482 | 0 | 0 | 1.1102e-16 | 0 | 0 | 0.60508 | 0.57482 | 0 | 0 | 0.83873 | 3.7988 | 0 | 0.60508 | -0.60508 | 4.5665 | 76.1084 | 0.19922 | 0.63231 | 0 | 0 | 3.7988
2007-04-12 01:00 | 0 | 0 | -140.9299 | 90 | 0 | 0 | 0.13434 | 0.13434 | 0 | 0 | 0 | 0.13434 | 0 | 0 | 2.7756e-17 | 0 | 0 | 0.14142 | 0.13434 | 0 | 0 | 1.511 | 3.1938 | 0 | 0.14142 | -0.14142 | 4.4174 | 73.624 | 0.19922 | 0.14778 | 0 | 0 | 3.1938
2007-04-12 02:00 | 0 | 0 | -119.8689 | 90 | 0 | 0 | 0.44827 | 0.44827 | 0 | 0 | 0 | 0.44827 | 0 | 0 | 5.5511e-17 | 0 | 0 | 0.47186 | 0.44827 | 0 | 0 | 1.6682 | 3.0523 | 0 | 0.47186 | -0.47186 | 3.9201 | 65.3342 | 0.19922 | 0.4931 | 0 | 0 | 3.0523
2007-04-12 03:00 | 0 | 0 | -109.9858 | 90 | 0 | 0 | 0.47136 | 0.47136 | 0 | 0 | 0 | 0.47136 | 0 | 0 | 5.5511e-17 | 0 | 0 | 0.49617 | 0.47136 | 0 | 0 | 2.1925 | 2.5805 | 0 | 0.49617 | -0.49617 | 3.3971 | 56.6174 | 0.19922 | 0.5185 | 0 | 0 | 2.5805
2007-04-12 04:00 | 0 | 0 | -104.3881 | 90 | 0 | 0 | 0.46186 | 0.46186 | 0 | 0 | 0 | 0.46186 | 0 | 0 | 0 | 0 | 0 | 0.48616 | 0.46186 | 0 | 0 | 2.7438 | 2.0843 | 0 | 0.48616 | -0.48616 | 2.8846 | 48.0764 | 0.19922 | 0.50804 | 0 | 0 | 2.0843
2007-04-12 05:00 | 0 | 0 | -100.7171 | 90 | 0 | 0 | 0.36736 | 0.36736 | 0 | 0 | 0 | 0.36736 | 0 | 0 | 0 | 0 | 0 | 0.38669 | 0.36736 | 0 | 0 | 3.2839 | 1.5981 | 0 | 0.38669 | -0.38669 | 2.477 | 41.283 | 0.19922 | 0.40409 | 0 | 0 | 1.5981
2007-04-12 06:00 | 0.023665 | 0 | -98.036 | 90 | 0 | 0 | 0.16682 | 0.16682 | 0 | 0 | 0 | 0.16682 | 0 | 0 | 2.7756e-17 | 0 | 0 | 0.1756 | 0.16682 | 0 | 0 | 3.7136 | 1.2115 | 0 | 0.1756 | -0.1756 | 2.2919 | 38.1981 | 0.19922 | 0.1835 | 0 | 0 | 1.2115
2007-04-12 07:00 | 0.22382 | 14.5718 | -95.9009 | 76.5349 | 0.21017 | 0.37494 | 0.41197 | 0.41197 | 0 | 0 | 0 | 0.41197 | 91.0117 | 0 | 0 | 0 | 0.37494 | 0.43365 | 0.41197 | 0 | 0 | 3.9087 | 1.0359 | 0 | 0.058712 | -0.058712 | 2.23 | 37.1666 | 0.19922 | 0.45317 | 0.29995 | 0 | 1.4108
2007-04-12 08:00 | 0.39795 | 29.3303 | -94.0581 | 61.7004 | 0.38871 | 0.69347 | 0.90585 | 0.90585 | 0 | 0 | 0 | 0.90585 | 76.5542 | 0 | 0 | 0 | 0.69347 | 0.95353 | 0.90585 | 0 | 0 | 3.9739 | 0.97714 | 0 | 0.26006 | -0.26006 | 1.9559 | 32.5978 | 0.19922 | 0.99644 | 0.55477 | 0 | 1.6706
2007-04-12 09:00 | 0.54389 | 44.1215 | -92.3115 | 46.9212 | 0.53675 | 0.95756 | 2.4752 | 2.4752 | 1.7 | 0 | 0.5202 | 2.4752 | 38.686 | 0 | 0 | 0.15956 | 0.95756 | 0.816 | 0.7752 | 0 | 0 | 4.2629 | 0.71708 | 0.14156 | 0 | 0.14156 | 2.0902 | 34.836 | 0.19924 | 2.7227 | 0.76605 | 1.7 | 1.6746
2007-04-12 10:00 | 0.69192 | 58.9311 | -90.3893 | 32.2878 | 0.68526 | 1.2225 | 2.4321 | 2.4321 | 1.7 | 0 | 0.5202 | 2.4321 | 50.2656 | 0 | 0 | 0 | 1.2225 | 0.77061 | 0.73208 | 0 | 0 | 4.1213 | 0.84448 | 0.45189 | 0 | 0.45189 | 2.5189 | 41.9809 | 0.19932 | 2.6753 | 0.978 | 1.7 | 2.067
2007-04-12 11:00 | 0.8963 | 73.7421 | -87.3566 | 18.1703 | 0.88871 | 1.5855 | 3.9131 | 3.08 | 1.7 | 0 | 0.5202 | 3.08 | 51.4762 | 0 | 0.83314 | 1.2245 | 1.5855 | 1.4526 | 1.38 | 0 | 0 | 3.6695 | 1.2512 | 0.13284 | 0 | 0.13284 | 2.6449 | 44.0813 | 0.19927 | 4.3045 | 1.2684 | 1.7 | 2.8366
2007-04-12 12:00 | 0.95006 | 88.2299 | -51.6121 | 8.0527 | 0.94271 | 1.6818 | 0.015078 | 0.015078 | 1.4677 | 0 | 0.45678 | 0.015078 | 11153.76 | 2.2204e-16 | 0 | 0 | 1.6818 | 0 | 0 | 1.4526 | 1.38 | 3.5366 | 1.3707 | 3.0618 | 0 | 3.0618 | 5.5495 | 92.4923 | 0.1987 | 0.016586 | 1.3454 | 1.7 | 3.0525
2007-04-12 13:00 | 0.84442 | 76.5048 | 86.3452 | 15.7053 | 0.83775 | 1.4945 | 0.3565 | 0.3565 | 0 | 0 | 0 | 0.3565 | 419.2247 | 0.64445 | 0 | 0 | 1.4945 | 0.37527 | 0.3565 | 0 | 0 | 0.47483 | 4.1263 | 0.47483 | 0 | 0.47483 | 6 | 100 | 0.19851 | 0.39215 | 1.1956 | 0 | 5.6209
2007-04-12 14:00 | 0.64739 | 61.6979 | 89.9651 | 29.5893 | 0.64202 | 1.1454 | 1.0058 | 1.0058 | 0 | 0 | 0 | 1.0058 | 113.8796 | 0.086661 | 0 | 0 | 1.1454 | 1.0587 | 1.0058 | 0 | 0 | 0 | 4.5537 | 0 | 0 | 0 | 6 | 100 | 0.19851 | 1.1063 | 0.91629 | 0 | 5.6991
2007-04-12 15:00 | 0.65068 | 46.8863 | 91.9778 | 44.1726 | 0.64146 | 1.1444 | 1.7275 | 1.7275 | 0.64037 | 0 | 0.23092 | 1.7275 | 66.2433 | 0 | 0 | 0 | 1.1444 | 1.1444 | 1.0871 | 0 | 0 | 0 | 4.5537 | 0 | 0 | 0 | 6 | 100 | 0.19851 | 1.9003 | 0.91549 | 1.7 | 5.6981
2007-04-12 16:00 | 0.47433 | 32.0907 | 93.7306 | 58.9344 | 0.4632 | 0.82636 | 1.177 | 1.177 | 0 | 0 | 0 | 1.177 | 70.2116 | 0 | 0 | 0 | 0.82636 | 1.2389 | 1.177 | 0 | 0 | 0 | 4.5537 | 0 | 0.41254 | -0.41254 | 5.5652 | 92.7524 | 0.19851 | 1.2946 | 0.66109 | 0 | 5.38
2007-04-12 17:00 | 0.24655 | 17.3248 | 95.5406 | 73.7622 | 0.23546 | 0.42006 | 0.10094 | 0.10094 | 0 | 0 | 0 | 0.10094 | 416.1598 | 0 | 0 | 0 | 0.42006 | 0.10625 | 0.10094 | 0 | 0 | 0.45838 | 4.1411 | 0.31381 | 0 | 0.31381 | 5.8629 | 97.7142 | 0.19839 | 0.11103 | 0.33605 | 0 | 4.5612
2007-04-12 18:00 | 0.038073 | 2.6075 | 97.605 | 88.6148 | 0.030968 | 0.055246 | 1.5808 | 1.5808 | 1.6657 | 0 | 0.51084 | 1.5808 | 3.4947 | 0 | 0 | 0 | 0.055246 | 0 | 0 | 0.084852 | 0.08061 | 0.14456 | 4.4236 | 0.13586 | 0 | 0.13586 | 5.9917 | 99.8623 | 0.19842 | 1.7389 | 0.044197 | 1.7 | 4.4788
2007-04-12 19:00 | 0 | 0 | 100.1586 | 90 | 0 | 0 | 0 | 0 | 0 | 0 | 0 | 0 | 0 | 0 | 0 | 0 | 0 | 0 | 0 | 0 | 0 | 0.0087085 | 4.5459 | 0 | 0 | 0 | 5.9917 | 99.8623 | 0.19842 | 0 | 0 | 0 | 4.5459
2007-04-12 20:00 | 0 | 0 | 103.5951 | 90 | 0 | 0 | 2.176 | 2.176 | 1.7 | 0 | 0.5202 | 2.176 | 0 | 0 | 0 | 0 | 0 | 0.5011 | 0.47605 | 0 | 0 | 0.0087085 | 4.5459 | 0 | 0.5011 | -0.5011 | 5.4635 | 91.0589 | 0.19842 | 2.3937 | 0 | 1.7 | 4.5459
2007-04-12 21:00 | 0 | 0 | 108.7188 | 90 | 0 | 0 | 2.4034 | 2.4034 | 1.7 | 0 | 0.5202 | 2.4034 | 0 | 0 | 0 | 0 | 0 | 0.74047 | 0.70345 | 0 | 0 | 0.56549 | 4.0448 | 0 | 0.74047 | -0.74047 | 4.683 | 78.0501 | 0.19842 | 2.6438 | 0 | 1.7 | 4.0448
2007-04-12 22:00 | 0 | 0 | 117.4872 | 90 | 0 | 0 | 0.2732 | 0.2732 | 1.7 | 0 | 0.5202 | 0.2732 | 0 | 0 | 0 | 0 | 0 | 0 | 0 | 1.4268 | 1.3555 | 1.3882 | 3.3043 | 1.3555 | 0 | 1.3555 | 5.9689 | 99.4817 | 0.19865 | 0.30052 | 0 | 1.7 | 3.3043
2007-04-12 23:00 | 0 | 0 | 135.5328 | 90 | 0 | 0 | 0.50855 | 0.50855 | 0 | 0 | 0 | 0.50855 | 0 | 0 | 0 | 0 | 0 | 0.53532 | 0.50855 | 0 | 0 | 0.032779 | 4.5242 | 0 | 0.53532 | -0.53532 | 5.4046 | 90.0771 | 0.19865 | 0.55941 | 0 | 0 | 4.5242
2007-04-13 | 0 | 0 | 175.5856 | 90 | 0 | 0 | 0 | 0 | 0 | 0 | 0 | 0 | 0 | 0 | 0 | 0 | 0 | 0 | 0 | 0 | 0 | 0.62758 | 3.9889 | 0 | 0 | 0 | 5.4046 | 90.0771 | 0.19865 | 0 | 0 | 0 | 3.9889
2007-04-13 01:00 | 0 | 0 | -141.4195 | 90 | 0 | 0 | 0.30616 | 0.30616 | 0 | 0 | 0 | 0.30616 | 0 | 0 | 0 | 0 | 0 | 0.32227 | 0.30616 | 0 | 0 | 0.62758 | 3.9889 | 0 | 0.32227 | -0.32227 | 5.0649 | 84.4153 | 0.19865 | 0.33678 | 0 | 0 | 3.9889
2007-04-13 02:00 | 0 | 0 | -120.4001 | 90 | 0 | 0 | 0 | 0 | 0 | 0 | 0 | 0 | 0 | 0 | 0 | 0 | 0 | 0 | 0 | 0 | 0 | 0.98566 | 3.6666 | 0 | 0 | 0 | 5.0649 | 84.4153 | 0.19865 | 0 | 0 | 0 | 3.6666
2007-04-13 03:00 | 0 | 0 | -110.439 | 90 | 0 | 0 | 0.069385 | 0.069385 | 0 | 0 | 0 | 0.069385 | 0 | 0 | 0 | 0 | 0 | 0.073037 | 0.069385 | 0 | 0 | 0.98566 | 3.6666 | 0 | 0.073037 | -0.073037 | 4.9879 | 83.1322 | 0.19865 | 0.076323 | 0 | 0 | 3.6666
2007-04-13 04:00 | 0 | 0 | -104.7859 | 90 | 0 | 0 | 0.091503 | 0.091503 | 0 | 0 | 0 | 0.091503 | 0 | 0 | 0 | 0 | 0 | 0.096318 | 0.091503 | 0 | 0 | 1.0668 | 3.5936 | 0 | 0.096318 | -0.096318 | 4.8864 | 81.4401 | 0.19865 | 0.10065 | 0 | 0 | 3.5936
2007-04-13 05:00 | 0 | 0 | -101.0861 | 90 | 0 | 0 | 0.092125 | 0.092125 | 0 | 0 | 0 | 0.092125 | 0 | 0 | 1.3878e-17 | 0 | 0 | 0.096973 | 0.092125 | 0 | 0 | 1.1738 | 3.4972 | 0 | 0.096973 | -0.096973 | 4.7842 | 79.7364 | 0.19865 | 0.10134 | 0 | 0 | 3.4972
2007-04-13 06:00 | 0.020326 | 0 | -98.3989 | 90 | 0 | 0 | 0.17546 | 0.17546 | 0 | 0 | 0 | 0.17546 | 0 | 0 | 2.7756e-17 | 0 | 0 | 0.18469 | 0.17546 | 0 | 0 | 1.2816 | 3.4003 | 0 | 0.18469 | -0.18469 | 4.5895 | 76.4918 | 0.19865 | 0.193 | 0 | 0 | 3.4003
2007-04-13 07:00 | 0.21716 | 14.6892 | -96.2801 | 76.478 | 0.204 | 0.36394 | 0 | 0 | 0 | 0 | 0 | 0 | 0 | 0 | 0 | 0 | 0.36394 | 0 | 0 | 0 | 0 | 1.4868 | 3.2156 | 0.36394 | 0 | 0.36394 | 4.9348 | 82.2462 | 0.19851 | 0 | 0.29116 | 0 | 3.5795
2007-04-13 08:00 | 0.47731 | 29.4384 | -94.4824 | 61.6597 | 0.46292 | 0.82585 | 1.2442 | 1.2442 | 0 | 0 | 0 | 1.2442 | 66.3775 | 0 | 2.2204e-16 | 0 | 0.82585 | 1.3097 | 1.2442 | 0 | 0 | 1.1228 | 3.5431 | 0 | 0.4838 | -0.4838 | 4.4248 | 73.7467 | 0.19851 | 1.3686 | 0.66068 | 0 | 4.369
2007-04-13 09:00 | 0.6116 | 44.2225 | -92.8298 | 46.9024 | 0.60163 | 1.0733 | 0.66138 | 0.66138 | 0 | 0 | 0 | 0.66138 | 162.2837 | 0 | 0 | 0 | 1.0733 | 0.69619 | 0.66138 | 0 | 0 | 1.6604 | 3.0593 | 0.37712 | 0 | 0.37712 | 4.7826 | 79.7095 | 0.19836 | 0.72752 | 0.85865 | 0 | 4.1326
2007-04-13 10:00 | 0.95923 | 59.0276 | -91.1129 | 32.3051 | 0.94719 | 1.6898 | 1.3381 | 1.3381 | 0.95191 | 0 | 0.31597 | 1.3381 | 126.2843 | 0 | 0 | 0 | 1.6898 | 0.40649 | 0.38617 | 0 | 0 | 1.2833 | 3.3987 | 1.2833 | 0 | 1.2833 | 6 | 100 | 0.19818 | 1.4719 | 1.3518 | 1.7 | 5.0885
2007-04-13 11:00 | 1.0189 | 73.8412 | -88.6902 | 18.2714 | 1.0089 | 1.7999 | 1.9015 | 1.9015 | 0.52152 | 0 | 0.19847 | 1.9015 | 94.6546 | 0.34724 | 0 | 0 | 1.7999 | 1.4526 | 1.38 | 0 | 0 | 0 | 4.5537 | 0 | 0 | 0 | 6 | 100 | 0.19818 | 2.0917 | 1.4399 | 1.7 | 6.3536
2007-04-13 12:00 | 0.98736 | 88.4996 | -61.2963 | 8.4146 | 0.97868 | 1.746 | 1.1564 | 1.1564 | 0 | 0 | 0 | 1.1564 | 150.9893 | 0.52876 | 0 | 0 | 1.746 | 1.2172 | 1.1564 | 0 | 0 | 0 | 4.5537 | 0 | 0 | 0 | 6 | 100 | 0.19818 | 1.272 | 1.3968 | 0 | 6.2997
2007-04-13 13:00 | 0.88355 | 76.4671 | 87.9858 | 15.9565 | 0.87558 | 1.562 | 2.0501 | 2.0501 | 0.67006 | 0 | 0.23903 | 2.0501 | 76.1947 | 0.1094 | 0 | 0 | 1.562 | 1.4526 | 1.38 | 0 | 0 | 0 | 4.5537 | 0 | 0 | 0 | 6 | 100 | 0.19818 | 2.2551 | 1.2496 | 1.7 | 6.1157
2007-04-13 14:00 | 0.71744 | 61.6543 | 90.7719 | 29.7521 | 0.7102 | 1.267 | 2.5146 | 2.5146 | 1.3109 | 0 | 0.41398 | 2.5146 | 50.3863 | 0 | 0 | 0 | 1.267 | 1.267 | 1.2037 | 0 | 0 | 0 | 4.5537 | 0 | 0 | 0 | 6 | 100 | 0.19818 | 2.766 | 1.0136 | 1.7 | 5.8207
2007-04-13 15:00 | 0.67964 | 46.8466 | 92.5382 | 44.2975 | 0.66879 | 1.1931 | 0 | 0 | 0 | 0 | 0 | 0 | 0 | 1.1931 | 0 | 0 | 1.1931 | 0 | 0 | 0 | 0 | 0 | 4.5537 | 0 | 0 | 0 | 6 | 100 | 0.19818 | 0 | 0.9545 | 0 | 5.7468
2007-04-13 16:00 | 0.42997 | 32.0579 | 94.1835 | 59.0368 | 0.42048 | 0.75014 | 0.77658 | 0.77658 | 0 | 0 | 0 | 0.77658 | 96.5948 | 0 | 0 | 0 | 0.75014 | 0.81746 | 0.77658 | 0 | 0 | 0 | 4.5537 | 0 | 0.067317 | -0.067317 | 5.9291 | 98.8174 | 0.19818 | 0.85424 | 0.60011 | 0 | 5.3038
2007-04-13 17:00 | 0.24863 | 17.3013 | 95.9434 | 73.8479 | 0.23659 | 0.42208 | 2.6665 | 2.6665 | 1.7 | 0 | 0.5202 | 2.6665 | 15.829 | 0 | 0 | 0 | 0.42208 | 1.0174 | 0.96649 | 0 | 0 | 0.074797 | 4.4864 | 0 | 0.59528 | -0.59528 | 5.3016 | 88.3594 | 0.19818 | 2.9331 | 0.33766 | 1.7 | 4.9085
2007-04-13 18:00 | 0.040701 | 2.5958 | 97.9905 | 88.6863 | 0.030901 | 0.055127 | 1.918 | 1.918 | 1.7 | 0 | 0.5202 | 1.918 | 2.8742 | 1.3878e-16 | 0 | 0 | 0.055127 | 0.22948 | 0.21801 | 0 | 0 | 0.73622 | 3.8911 | 0 | 0.17435 | -0.17435 | 5.1178 | 85.2964 | 0.19818 | 2.1098 | 0.044102 | 1.7 | 3.9462
2007-04-13 19:00 | 0 | 0 | 100.5524 | 90 | 0 | 0 | 3.2732 | 3.08 | 1.7 | 0 | 0.5202 | 3.08 | 0 | 0 | 0.19317 | 0.52049 | 0 | 1.4526 | 1.38 | 0 | 0 | 0.92994 | 3.7167 | 0 | 1.4526 | -1.4526 | 3.5866 | 59.7763 | 0.19818 | 3.6005 | 0 | 1.7 | 3.7167
2007-04-13 20:00 | 0 | 0 | 104.0246 | 90 | 0 | 0 | 1.1607 | 1.1607 | 1.7 | 0 | 0.5202 | 1.1607 | 0 | 0 | 0 | 0 | 0 | 0 | 0 | 0.53925 | 0.51229 | 2.544 | 2.2641 | 0.51229 | 0 | 0.51229 | 4.0726 | 67.8762 | 0.1983 | 1.2768 | 0 | 1.7 | 2.2641
2007-04-13 21:00 | 0 | 0 | 109.2211 | 90 | 0 | 0 | 0 | 0 | 1.4526 | 0 | 0.45267 | 0 | 0 | 0 | 0 | 0 | 0 | 0 | 0 | 1.4526 | 1.38 | 2.0317 | 2.7252 | 1.38 | 0 | 1.38 | 5.3818 | 89.6959 | 0.19837 | 0 | 0 | 1.7 | 2.7252
2007-04-13 22:00 | 0 | 0 | 118.1176 | 90 | 0 | 0 | 0.043198 | 0.043198 | 0 | 0 | 0 | 0.043198 | 0 | 0 | 6.9389e-18 | 0 | 0 | 0.045471 | 0.043198 | 0 | 0 | 0.65169 | 3.9672 | 0 | 0.045471 | -0.045471 | 5.3338 | 88.897 | 0.19837 | 0.047518 | 0 | 0 | 3.9672
2007-04-13 23:00 | 0 | 0 | 136.314 | 90 | 0 | 0 | 0.37788 | 0.37788 | 0 | 0 | 0 | 0.37788 | 0 | 0 | 0 | 0 | 0 | 0.39777 | 0.37788 | 0 | 0 | 0.70221 | 3.9217 | 0 | 0.39777 | -0.39777 | 4.9145 | 81.9089 | 0.19837 | 0.41567 | 0 | 0 | 3.9217
2007-04-14 | 0 | 0 | 175.9054 | 90 | 0 | 0 | 0.10845 | 0.10845 | 0 | 0 | 0 | 0.10845 | 0 | 0 | 1.3878e-17 | 0 | 0 | 0.11416 | 0.10845 | 0 | 0 | 1.1442 | 3.5239 | 0 | 0.11416 | -0.11416 | 4.7942 | 79.9034 | 0.19837 | 0.1193 | 0 | 0 | 3.5239
2007-04-14 01:00 | 0 | 0 | -141.8939 | 90 | 0 | 0 | 0.37529 | 0.37529 | 0 | 0 | 0 | 0.37529 | 0 | 0 | 5.5511e-17 | 0 | 0 | 0.39504 | 0.37529 | 0 | 0 | 1.271 | 3.4098 | 0 | 0.39504 | -0.39504 | 4.3778 | 72.9633 | 0.19837 | 0.41281 | 0 | 0 | 3.4098
2007-04-14 02:00 | 0 | 0 | -120.9218 | 90 | 0 | 0 | 0.26879 | 0.26879 | 0 | 0 | 0 | 0.26879 | 0 | 0 | 0 | 0 | 0 | 0.28294 | 0.26879 | 0 | 0 | 1.71 | 3.0147 | 0 | 0.28294 | -0.28294 | 4.0796 | 67.9926 | 0.19837 | 0.29567 | 0 | 0 | 3.0147
2007-04-14 03:00 | 0 | 0 | -110.8869 | 90 | 0 | 0 | 0.72243 | 0.72243 | 0 | 0 | 0 | 0.72243 | 0 | 0 | 1.1102e-16 | 0 | 0 | 0.76045 | 0.72243 | 0 | 0 | 2.0243 | 2.7318 | 0 | 0.76045 | -0.76045 | 3.278 | 54.6328 | 0.19837 | 0.79467 | 0 | 0 | 2.7318
2007-04-14 04:00 | 0 | 0 | -105.1801 | 90 | 0 | 0 | 0.3008 | 0.3008 | 0 | 0 | 0 | 0.3008 | 0 | 0 | 5.5511e-17 | 0 | 0 | 0.31663 | 0.3008 | 0 | 0 | 2.8693 | 1.9713 | 0 | 0.31663 | -0.31663 | 2.9442 | 49.0701 | 0.19837 | 0.33088 | 0 | 0 | 1.9713
2007-04-14 05:00 | 0 | 0 | -101.4525 | 90 | 0 | 0 | 0 | 0 | 0 | 0 | 0 | 0 | 0 | 0 | 0 | 0 | 0 | 0 | 0 | 0 | 0 | 3.2211 | 1.6547 | 0 | 0 | 0 | 2.9442 | 49.0701 | 0.19837 | 0 | 0 | 0 | 1.6547
2007-04-14 06:00 | 0.029609 | 0.12304 | -98.7596 | 91.2484 | 0.0050703 | 0.0090455 | 0 | 0 | 0 | 0 | 0 | 0 | 0 | 0 | 0 | 0 | 0.0090455 | 0 | 0 | 0 | 0 | 3.2211 | 1.6547 | 0.0090455 | 0 | 0.0090455 | 2.9528 | 49.2132 | 0.19837 | 0 | 0.0072364 | 0 | 1.6638
2007-04-14 07:00 | 0.22515 | 14.8043 | -96.6574 | 76.423 | 0.21033 | 0.37522 | 0 | 0 | 0 | 0 | 0 | 0 | 0 | 0 | 0 | 0 | 0.37522 | 0 | 0 | 0 | 0 | 3.212 | 1.6628 | 0.37522 | 0 | 0.37522 | 3.3088 | 55.146 | 0.19823 | 0 | 0.30018 | 0 | 2.0381
2007-04-14 08:00 | 0.45389 | 29.5436 | -94.9049 | 61.6216 | 0.44002 | 0.78499 | 0.79819 | 0.79819 | 0 | 0 | 0 | 0.79819 | 98.3463 | 0 | 0 | 0 | 0.78499 | 0.8402 | 0.79819 | 0 | 0 | 2.8368 | 2.0005 | 0 | 0.05521 | -0.05521 | 3.2506 | 54.176 | 0.19823 | 0.87801 | 0.62799 | 0 | 2.7855
2007-04-14 09:00 | 0.72908 | 44.3196 | -93.3466 | 46.887 | 0.71482 | 1.2752 | 1.0311 | 1.0311 | 0 | 0 | 0 | 1.0311 | 123.6757 | 0 | 0 | 0 | 1.2752 | 1.0854 | 1.0311 | 0 | 0 | 2.8982 | 1.9453 | 0.18985 | 0 | 0.18985 | 3.4307 | 57.1779 | 0.19815 | 1.1342 | 1.0202 | 0 | 3.2206
2007-04-14 10:00 | 0.84495 | 59.1186 | -91.8359 | 32.3273 | 0.83369 | 1.4873 | 1.4389 | 1.4389 | 1.7 | 0 | 0.5202 | 1.4389 | 103.3624 | 0 | 0 | 0 | 1.4873 | 0 | 0 | 0.26108 | 0.24803 | 2.7083 | 2.1162 | 1.7353 | 0 | 1.7353 | 5.077 | 84.6158 | 0.19824 | 1.5828 | 1.1898 | 1.7 | 3.6035
2007-04-14 11:00 | 0.80842 | 73.9304 | -90.0306 | 18.3798 | 0.80068 | 1.4284 | 1.4648 | 1.4648 | 1.0321 | 0 | 0.33787 | 1.4648 | 97.5182 | 0 | 0 | 0 | 1.4284 | 0.45543 | 0.43266 | 0 | 0 | 0.97299 | 3.678 | 0.97299 | 0 | 0.97299 | 6 | 100 | 0.19822 | 1.6112 | 1.1427 | 1.7 | 5.1064
2007-04-14 12:00 | 0.99454 | 88.7072 | -74.5454 | 8.7762 | 0.98484 | 1.757 | 0 | 0 | 0 | 0 | 0 | 0 | 0 | 1.757 | 0 | 0 | 1.757 | 0 | 0 | 0 | 0 | 0 | 4.5537 | 0 | 0 | 0 | 6 | 100 | 0.19822 | 0 | 1.4056 | 0 | 6.3106
2007-04-14 13:00 | 0.97788 | 76.4202 | 89.6056 | 16.2103 | 0.96769 | 1.7264 | 2.3187 | 2.3187 | 0.9387 | 0 | 0.31237 | 2.3187 | 74.4538 | 0.27373 | 0 | 0 | 1.7264 | 1.4526 | 1.38 | 0 | 0 | 0 | 4.5537 | 0 | 0 | 0 | 6 | 100 | 0.19822 | 2.5506 | 1.3811 | 1.7 | 6.2801
2007-04-14 14:00 | 0.7639 | 61.6073 | 91.5709 | 29.9165 | 0.755 | 1.3469 | 1.2974 | 1.2974 | 0.425 | 0 | 0.17213 | 1.2974 | 103.8156 | 0.42859 | 0 | 0 | 1.3469 | 0.91833 | 0.87241 | 0 | 0 | 0 | 4.5537 | 0 | 0 | 0 | 6 | 100 | 0.19822 | 1.4272 | 1.0775 | 1.7 | 5.9006
2007-04-14 15:00 | 0.58248 | 46.8054 | 93.0941 | 44.4229 | 0.574 | 1.024 | 1.2466 | 1.2466 | 0 | 0 | 0 | 1.2466 | 82.1469 | 0 | 2.2204e-16 | 0 | 1.024 | 1.3122 | 1.2466 | 0 | 0 | 0 | 4.5537 | 0 | 0.28816 | -0.28816 | 5.6963 | 94.9375 | 0.19822 | 1.3712 | 0.81922 | 0 | 5.5777
2007-04-14 16:00 | 0.47973 | 32.0247 | 94.6331 | 59.139 | 0.46669 | 0.83258 | 1.1583 | 1.1583 | 0 | 0 | 0 | 1.1583 | 71.8793 | 0 | 0 | 0 | 0.83258 | 1.2193 | 1.1583 | 0 | 0 | 0.32018 | 4.2655 | 0 | 0.38669 | -0.38669 | 5.2887 | 88.1441 | 0.19822 | 1.2741 | 0.66606 | 0 | 5.0981
2007-04-14 17:00 | 0.22772 | 17.2781 | 96.3433 | 73.9329 | 0.21778 | 0.38853 | 0 | 0 | 0 | 0 | 0 | 0 | 0 | 0 | 0 | 0 | 0.38853 | 0 | 0 | 0 | 0 | 0.74983 | 3.8788 | 0.38853 | 0 | 0.38853 | 5.6572 | 94.2873 | 0.19807 | 0 | 0.31082 | 0 | 4.2674
2007-04-14 18:00 | 0.037516 | 2.585 | 98.3732 | 88.7563 | 0.029969 | 0.053464 | 0 | 0 | 0 | 0 | 0 | 0 | 0 | 0 | 0 | 0 | 0.053464 | 0 | 0 | 0 | 0 | 0.3613 | 4.2285 | 0.053464 | 0 | 0.053464 | 5.708 | 95.1326 | 0.19805 | 0 | 0.042771 | 0 | 4.282
2007-04-14 19:00 | 0 | 0 | 100.9435 | 90 | 0 | 0 | 0.74247 | 0.74247 | 0 | 0 | 0 | 0.74247 | 0 | 0 | 1.1102e-16 | 0 | 0 | 0.78154 | 0.74247 | 0 | 0 | 0.30784 | 4.2766 | 0 | 0.78154 | -0.78154 | 4.8842 | 81.4023 | 0.19805 | 0.81671 | 0 | 0 | 4.2766
2007-04-14 20:00 | 0 | 0 | 104.4509 | 90 | 0 | 0 | 4.9266 | 3.08 | 1.7 | 0 | 0.5202 | 3.08 | 0 | 0 | 1.8466 | 2.3392 | 0 | 1.4526 | 1.38 | 0 | 0 | 1.1762 | 3.4951 | 0 | 1.4526 | -1.4526 | 3.3529 | 55.8823 | 0.19805 | 5.4192 | 0 | 1.7 | 3.4951
2007-04-14 21:00 | 0 | 0 | 109.7188 | 90 | 0 | 0 | 1.691 | 1.691 | 1.7 | 0 | 0.5202 | 1.691 | 0 | 0 | 0 | 0 | 0 | 0 | 0 | 0.0090375 | 0.0085856 | 2.7903 | 2.0425 | 0.0085856 | 0 | 0.0085856 | 3.3611 | 56.018 | 0.19805 | 1.8601 | 0 | 1.7 | 2.0425
2007-04-14 22:00 | 0 | 0 | 118.7395 | 90 | 0 | 0 | 0.65986 | 0.65986 | 1.7 | 0 | 0.5202 | 0.65986 | 0 | 0 | 0 | 0 | 0 | 0 | 0 | 1.0401 | 0.98814 | 2.7817 | 2.0502 | 0.98814 | 0 | 0.98814 | 4.2985 | 71.6418 | 0.19828 | 0.72584 | 0 | 1.7 | 2.0502
2007-04-14 23:00 | 0 | 0 | 137.0748 | 90 | 0 | 0 | 0.25373 | 0.25373 | 1.7 | 0 | 0.5202 | 0.25373 | 0 | 0 | 0 | 0 | 0 | 0 | 0 | 1.4463 | 1.374 | 1.7935 | 2.9395 | 1.374 | 0 | 1.374 | 5.602 | 93.3659 | 0.1985 | 0.2791 | 0 | 1.7 | 2.9395
2007-04-15 | 0 | 0 | 176.2071 | 90 | 0 | 0 | 0.44632 | 0.44632 | 0 | 0 | 0 | 0.44632 | 0 | 0 | 5.5511e-17 | 0 | 0 | 0.46981 | 0.44632 | 0 | 0 | 0.41958 | 4.1761 | 0 | 0.46981 | -0.46981 | 5.1067 | 85.1122 | 0.1985 | 0.49095 | 0 | 0 | 4.1761
2007-04-15 01:00 | 0 | 0 | -142.3539 | 90 | 0 | 0 | 0 | 0 | 0 | 0 | 0 | 0 | 0 | 0 | 0 | 0 | 0 | 0 | 0 | 0 | 0 | 0.94159 | 3.7063 | 0 | 0 | 0 | 5.1067 | 85.1122 | 0.1985 | 0 | 0 | 0 | 3.7063
2007-04-15 02:00 | 0 | 0 | -121.434 | 90 | 0 | 0 | 0.23655 | 0.23655 | 0 | 0 | 0 | 0.23655 | 0 | 0 | 2.7756e-17 | 0 | 0 | 0.249 | 0.23655 | 0 | 0 | 0.94159 | 3.7063 | 0 | 0.249 | -0.249 | 4.8443 | 80.7378 | 0.1985 | 0.2602 | 0 | 0 | 3.7063
2007-04-15 03:00 | 0 | 0 | -111.3294 | 90 | 0 | 0 | 0.40209 | 0.40209 | 0 | 0 | 0 | 0.40209 | 0 | 0 | 5.5511e-17 | 0 | 0 | 0.42325 | 0.40209 | 0 | 0 | 1.2183 | 3.4573 | 0 | 0.42325 | -0.42325 | 4.3981 | 73.302 | 0.1985 | 0.4423 | 0 | 0 | 3.4573
2007-04-15 04:00 | 0 | 0 | -105.5707 | 90 | 0 | 0 | 0 | 0 | 0 | 0 | 0 | 0 | 0 | 0 | 0 | 0 | 0 | 0 | 0 | 0 | 0 | 1.6885 | 3.034 | 0 | 0 | 0 | 4.3981 | 73.302 | 0.1985 | 0 | 0 | 0 | 3.034
2007-04-15 05:00 | 0 | 0 | -101.8161 | 90 | 0 | 0 | 0 | 0 | 0 | 0 | 0 | 0 | 0 | 0 | 0 | 0 | 0 | 0 | 0 | 0 | 0 | 1.6885 | 3.034 | 0 | 0 | 0 | 4.3981 | 73.302 | 0.1985 | 0 | 0 | 0 | 3.034
2007-04-15 06:00 | 0.035058 | 0.24856 | -99.1181 | 91.18 | 0.0023721 | 0.0042318 | 0 | 0 | 0 | 0 | 0 | 0 | 0 | 0 | 0 | 0 | 0.0042318 | 0 | 0 | 0 | 0 | 1.6885 | 3.034 | 0.0042318 | 0 | 0.0042318 | 4.4021 | 73.3689 | 0.1985 | 0 | 0.0033854 | 0 | 3.0382
2007-04-15 07:00 | 0.27846 | 14.9169 | -97.0326 | 76.3699 | 0.25647 | 0.45754 | 0.94968 | 0.94968 | 0 | 0 | 0 | 0.94968 | 48.1784 | 0 | 0 | 0 | 0.45754 | 0.99966 | 0.94968 | 0 | 0 | 1.6843 | 3.0378 | 0 | 0.54212 | -0.54212 | 3.8307 | 63.8449 | 0.1985 | 1.0446 | 0.36603 | 0 | 3.4954
2007-04-15 08:00 | 0.47249 | 29.6456 | -95.3256 | 61.5862 | 0.45677 | 0.81488 | 1.4974 | 1.4974 | 1.7 | 0 | 0.5202 | 1.4974 | 54.4198 | 0 | 0 | 0 | 0.81488 | 0 | 0 | 0.20261 | 0.19248 | 2.2867 | 2.4957 | 1.0074 | 0 | 1.0074 | 4.7864 | 79.7725 | 0.19868 | 1.6471 | 0.6519 | 1.7 | 3.3106
2007-04-15 09:00 | 0.73813 | 44.4126 | -93.8616 | 46.8752 | 0.72268 | 1.2893 | 1.7123 | 1.7123 | 1.7 | 0 | 0.5202 | 1.7123 | 75.2922 | 0 | 0 | 0 | 1.2893 | 0.012985 | 0.012335 | 0 | 0 | 1.2793 | 3.4023 | 1.2763 | 0 | 1.2763 | 5.9971 | 99.9521 | 0.1989 | 1.8836 | 1.0314 | 1.7 | 4.6916
2007-04-15 10:00 | 0.72284 | 59.2039 | -92.5579 | 32.3543 | 0.71365 | 1.2732 | 0.78547 | 0.78547 | 0 | 0 | 0 | 0.78547 | 162.0887 | 0.44332 | 0 | 0 | 1.2732 | 0.82681 | 0.78547 | 0 | 0 | 0.0030289 | 4.551 | 0.0030289 | 0 | 0.0030289 | 6 | 100 | 0.1989 | 0.86402 | 1.0185 | 0 | 5.8241
2007-04-15 11:00 | 0.87939 | 74.0096 | -91.3757 | 18.4954 | 0.86961 | 1.5514 | 0.92157 | 0.92157 | 0 | 0 | 0 | 0.92157 | 168.343 | 0.58132 | 0 | 0 | 1.5514 | 0.97007 | 0.92157 | 0 | 0 | 0 | 4.5537 | 0 | 0 | 0 | 6 | 100 | 0.1989 | 1.0137 | 1.2411 | 0 | 6.1051
2007-04-15 12:00 | 1.0159 | 88.8221 | -91.4139 | 9.1371 | 1.005 | 1.7929 | 1.3749 | 1.3749 | 0.425 | 0 | 0.17213 | 1.3749 | 130.4083 | 0.79308 | 0 | 0 | 1.7929 | 0.99986 | 0.94986 | 0 | 0 | 0 | 4.5537 | 0 | 0 | 0 | 6 | 100 | 0.1989 | 1.5123 | 1.4343 | 1.7 | 6.3466
2007-04-15 13:00 | 0.97161 | 76.3643 | 91.2022 | 16.4663 | 0.96056 | 1.7136 | 1.1335 | 1.1335 | 0 | 0 | 0 | 1.1335 | 151.178 | 0.52045 | 0 | 0 | 1.7136 | 1.1932 | 1.1335 | 0 | 0 | 0 | 4.5537 | 0 | 0 | 0 | 6 | 100 | 0.1989 | 1.2469 | 1.3709 | 0 | 6.2673
2007-04-15 14:00 | 0.8487 | 61.557 | 92.3619 | 30.0823 | 0.83711 | 1.4934 | 0.16487 | 0.16487 | 0 | 0 | 0 | 0.16487 | 905.8124 | 1.3199 | 0 | 0 | 1.4934 | 0.17355 | 0.16487 | 0 | 0 | 0 | 4.5537 | 0 | 0 | 0 | 6 | 100 | 0.1989 | 0.18136 | 1.1947 | 0 | 6.0471
2007-04-15 15:00 | 0.67181 | 46.7629 | 93.6452 | 44.5488 | 0.6595 | 1.1765 | 1.5416 | 1.5416 | 0.425 | 0 | 0.17213 | 1.5416 | 76.3194 | 0.0011708 | 0 | 0 | 1.1765 | 1.1754 | 1.1166 | 0 | 0 | 0 | 4.5537 | 0 | 0 | 0 | 6 | 100 | 0.1989 | 1.6958 | 0.94123 | 1.7 | 5.7302
2007-04-15 16:00 | 0.51517 | 31.9912 | 95.0793 | 59.2408 | 0.49938 | 0.89089 | 0.49824 | 0.49824 | 0 | 0 | 0 | 0.49824 | 178.8065 | 0.36642 | 0 | 0 | 0.89089 | 0.52446 | 0.49824 | 0 | 0 | 0 | 4.5537 | 0 | 0 | 0 | 6 | 100 | 0.1989 | 0.54806 | 0.71271 | 0 | 5.4446
2007-04-15 17:00 | 0.25938 | 17.2552 | 96.7403 | 74.0169 | 0.24445 | 0.43611 | 0 | 0 | 0 | 0 | 0 | 0 | 0 | 0.43611 | 0 | 0 | 0.43611 | 0 | 0 | 0 | 0 | 0 | 4.5537 | 0 | 0 | 0 | 6 | 100 | 0.1989 | 0 | 0.34889 | 0 | 4.9898
2007-04-15 18:00 | 0.041836 | 2.5753 | 98.7533 | 88.8249 | 0.02971 | 0.053003 | 1.0142 | 1.0142 | 0 | 0 | 0 | 1.0142 | 5.2261 | 0 | 0 | 0 | 0.053003 | 1.0676 | 1.0142 | 0 | 0 | 0 | 4.5537 | 0 | 1.0146 | -1.0146 | 4.9306 | 82.1759 | 0.1989 | 1.1156 | 0.042402 | 0 | 4.6067
2007-04-15 19:00 | 0 | 0 | 101.3317 | 90 | 0 | 0 | 0.1998 | 0.1998 | 0 | 0 | 0 | 0.1998 | 0 | 0 | 0 | 0 | 0 | 0.21031 | 0.1998 | 0 | 0 | 1.1273 | 3.5391 | 0 | 0.21031 | -0.21031 | 4.7089 | 78.4811 | 0.1989 | 0.21978 | 0 | 0 | 3.5391
2007-04-15 20:00 | 0 | 0 | 104.8738 | 90 | 0 | 0 | 0.49998 | 0.49998 | 0 | 0 | 0 | 0.49998 | 0 | 0 | 1.1102e-16 | 0 | 0 | 0.5263 | 0.49998 | 0 | 0 | 1.361 | 3.3288 | 0 | 0.5263 | -0.5263 | 4.1541 | 69.235 | 0.1989 | 0.54998 | 0 | 0 | 3.3288
2007-04-15 21:00 | 0 | 0 | 110.2118 | 90 | 0 | 0 | 0.82322 | 0.82322 | 0 | 0 | 0 | 0.82322 | 0 | 0 | 1.1102e-16 | 0 | 0 | 0.86655 | 0.82322 | 0 | 0 | 1.9458 | 2.8025 | 0 | 0.86655 | -0.86655 | 3.2407 | 54.0113 | 0.1989 | 0.90554 | 0 | 0 | 2.8025
2007-04-15 22:00 | 0 | 0 | 119.3527 | 90 | 0 | 0 | 0.16732 | 0.16732 | 0 | 0 | 0 | 0.16732 | 0 | 0 | 0 | 0 | 0 | 0.17613 | 0.16732 | 0 | 0 | 2.9086 | 1.936 | 0 | 0.17613 | -0.17613 | 3.055 | 50.9171 | 0.1989 | 0.18405 | 0 | 0 | 1.936
2007-04-15 23:00 | 0 | 0 | 137.8151 | 90 | 0 | 0 | 0.22888 | 0.22888 | 0 | 0 | 0 | 0.22888 | 0 | 0 | 2.7756e-17 | 0 | 0 | 0.24093 | 0.22888 | 0 | 0 | 3.1043 | 1.7598 | 0 | 0.24093 | -0.24093 | 2.8011 | 46.6844 | 0.1989 | 0.25177 | 0 | 0 | 1.7598
2007-04-16 | 0 | 0 | 176.4916 | 90 | 0 | 0 | 0.33585 | 0.33585 | 0 | 0 | 0 | 0.33585 | 0 | 0 | 5.5511e-17 | 0 | 0 | 0.35352 | 0.33585 | 0 | 0 | 3.372 | 1.5189 | 0 | 0.35352 | -0.35352 | 2.4284 | 40.4736 | 0.1989 | 0.36943 | 0 | 0 | 1.5189
2007-04-16 01:00 | 0 | 0 | -142.8002 | 90 | 0 | 0 | 0.23514 | 0.23514 | 0 | 0 | 0 | 0.23514 | 0 | 0 | 2.7756e-17 | 0 | 0 | 0.24752 | 0.23514 | 0 | 0 | 3.7648 | 1.1654 | 0 | 0.24752 | -0.24752 | 2.1675 | 36.1252 | 0.1989 | 0.25866 | 0 | 0 | 1.1654
2007-04-16 02:00 | 0 | 0 | -121.9371 | 90 | 0 | 0 | 0.13093 | 0.13093 | 0 | 0 | 0 | 0.13093 | 0 | 0 | 2.7756e-17 | 0 | 0 | 0.13782 | 0.13093 | 0 | 0 | 4.0398 | 0.91786 | 0 | 0.13782 | -0.13782 | 2.0222 | 33.704 | 0.1989 | 0.14402 | 0 | 0 | 0.91786
2007-04-16 03:00 | 0 | 0 | -111.7665 | 90 | 0 | 0 | 0.15458 | 0.15458 | 0 | 0 | 0 | 0.15458 | 0 | 0 | 2.7756e-17 | 0 | 0 | 0.16272 | 0.15458 | 0 | 0 | 4.1929 | 0.78004 | 0 | 0.16272 | -0.16272 | 1.8507 | 30.8453 | 0.1989 | 0.17004 | 0 | 0 | 0.78004
2007-04-16 04:00 | 0 | 0 | -105.9576 | 90 | 0 | 0 | 0.24962 | 0.24962 | 0 | 0 | 0 | 0.24962 | 0 | 0 | 2.7756e-17 | 0 | 0 | 0.26275 | 0.24962 | 0 | 0 | 4.3737 | 0.61732 | 0 | 0.26275 | -0.26275 | 1.5738 | 26.2292 | 0.1989 | 0.27458 | 0 | 0 | 0.61732
2007-04-16 05:00 | 0 | 0 | -102.1769 | 90 | 0 | 0 | 0.29296 | 0.29296 | 0 | 0 | 0 | 0.29296 | 0 | 0 | 0 | 0 | 0 | 0.30838 | 0.29296 | 0 | 0 | 4.6657 | 0.35457 | 0 | 0.30838 | -0.30838 | 1.2487 | 20.8114 | 0.1989 | 0.32226 | 0 | 0 | 0.35457
2007-04-16 06:00 | 0.011368 | 0.37208 | -99.4741 | 91.1132 | 0.010989 | 0.019604 | 0.28467 | 0.28467 | 1.7 | 0 | 0.5202 | 0.28467 | 6.8864 | 0 | 0 | 0 | 0.019604 | 0 | 0 | 1.4153 | 1.3446 | 5.0083 | 0.046188 | 1.3642 | 0 | 1.3642 | 2.5429 | 42.3807 | 0.19911 | 0.31314 | 0.015683 | 1.7 | 0.065792
2007-04-16 07:00 | 0.14373 | 15.027 | -97.4057 | 76.319 | 0.1403 | 0.25029 | 0.90722 | 0.90722 | 1.7 | 0 | 0.5202 | 0.90722 | 27.5882 | 0 | 0 | 0 | 0.25029 | 0 | 0 | 0.79278 | 0.75314 | 3.6442 | 1.2739 | 1.0034 | 0 | 1.0034 | 3.4948 | 58.2462 | 0.19933 | 0.99795 | 0.20023 | 1.7 | 1.5242
2007-04-16 08:00 | 0.39629 | 29.7446 | -95.7443 | 61.5535 | 0.38521 | 0.68722 | 0.73804 | 0.73804 | 1.7 | 0 | 0.5202 | 0.73804 | 93.1137 | 0 | 0 | 0 | 0.68722 | 0 | 0 | 0.96196 | 0.91386 | 2.6407 | 2.177 | 1.6011 | 0 | 1.6011 | 5.0137 | 83.5614 | 0.19945 | 0.81184 | 0.54977 | 1.7 | 2.8642
2007-04-16 09:00 | 0.45576 | 44.5016 | -94.3747 | 46.8668 | 0.45019 | 0.80315 | 0 | 0 | 0 | 0 | 0 | 0 | 0 | 0 | 0 | 0 | 0.80315 | 0 | 0 | 0 | 0 | 1.0397 | 3.618 | 0.80315 | 0 | 0.80315 | 5.7756 | 96.2603 | 0.19915 | 0 | 0.64252 | 0 | 4.4211
2007-04-16 10:00 | 0.67722 | 59.2835 | -93.2782 | 32.386 | 0.66874 | 1.193 | 1.3927 | 1.3927 | 0.48407 | 0 | 0.18825 | 1.3927 | 85.66 | 0 | 0 | 0 | 1.193 | 0.9565 | 0.90868 | 0 | 0 | 0.23652 | 4.3408 | 0.23652 | 0 | 0.23652 | 6 | 100 | 0.1991 | 1.532 | 0.95442 | 1.7 | 5.5338
2007-04-16 11:00 | 0.66237 | 74.0788 | -92.7233 | 18.6179 | 0.65655 | 1.1713 | 1.9622 | 1.9622 | 0.84949 | 0 | 0.28801 | 1.9622 | 59.6921 | 0 | 0 | 0 | 1.1713 | 1.1713 | 1.1127 | 0 | 0 | 0 | 4.5537 | 0 | 0 | 0 | 6 | 100 | 0.1991 | 2.1584 | 0.93703 | 1.7 | 5.725
2007-04-16 12:00 | 0.49367 | 88.8196 | -109.8054 | 9.4971 | 0.49075 | 0.87551 | 1.253 | 1.253 | 0 | 0 | 0 | 1.253 | 69.8739 | 0 | 2.2204e-16 | 0 | 0.87551 | 1.3189 | 1.253 | 0 | 0 | 0 | 4.5537 | 0 | 0.44342 | -0.44342 | 5.5326 | 92.2099 | 0.1991 | 1.3783 | 0.7004 | 0 | 5.4292
2007-04-16 13:00 | 0.72703 | 76.3 | 92.7738 | 16.724 | 0.72005 | 1.2846 | 2.1276 | 2.1276 | 1.3753 | 0 | 0.43155 | 2.1276 | 60.377 | 0 | 0 | 0 | 1.2846 | 0.79188 | 0.75228 | 0 | 0 | 0.49269 | 4.1103 | 0.49269 | 0 | 0.49269 | 6 | 100 | 0.19918 | 2.3403 | 1.0277 | 1.7 | 5.3948
2007-04-16 14:00 | 0.80921 | 61.5037 | 93.1445 | 30.2494 | 0.79768 | 1.4231 | 0.34556 | 0.34556 | 0 | 0 | 0 | 0.34556 | 411.8092 | 1.0593 | 0 | 0 | 1.4231 | 0.36375 | 0.34556 | 0 | 0 | 0 | 4.5537 | 0 | 0 | 0 | 6 | 100 | 0.19918 | 0.38012 | 1.1384 | 0 | 5.9767
2007-04-16 15:00 | 0.64401 | 46.7191 | 94.1914 | 44.6749 | 0.63191 | 1.1273 | 0 | 0 | 0 | 0 | 0 | 0 | 0 | 1.1273 | 0 | 0 | 1.1273 | 0 | 0 | 0 | 0 | 0 | 4.5537 | 0 | 0 | 0 | 6 | 100 | 0.19918 | 0 | 0.90186 | 0 | 5.681
2007-04-16 16:00 | 0.39547 | 31.9575 | 95.5217 | 59.3421 | 0.38645 | 0.68943 | 1.5118 | 1.5118 | 0.85688 | 0 | 0.29003 | 1.5118 | 45.6022 | 1.1102e-16 | 0 | 0 | 0.68943 | 0.68943 | 0.65496 | 0 | 0 | 0 | 4.5537 | 0 | 0 | 0 | 6 | 100 | 0.19918 | 1.663 | 0.55155 | 1.7 | 5.2431
2007-04-16 17:00 | 0.21924 | 17.2329 | 97.1342 | 74.0999 | 0.20944 | 0.37364 | 1.2807 | 1.2807 | 0.92576 | 0 | 0.30883 | 1.2807 | 29.1743 | 0 | 0 | 0 | 0.37364 | 0.37364 | 0.35496 | 0 | 0 | 0 | 4.5537 | 0 | 0 | 0 | 6 | 100 | 0.19918 | 1.4088 | 0.29891 | 1.7 | 4.9273
2007-04-16 18:00 | 0.031196 | 2.5666 | 99.1304 | 88.892 | 0.02745 | 0.048971 | 0.82189 | 0.82189 | 0 | 0 | 0 | 0.82189 | 5.9583 | 0 | 1.1102e-16 | 0 | 0.048971 | 0.86515 | 0.82189 | 0 | 0 | 0 | 4.5537 | 0 | 0.81618 | -0.81618 | 5.1397 | 85.6612 | 0.19918 | 0.90408 | 0.039177 | 0 | 4.6027
2007-04-16 19:00 | 0 | 0 | 101.7169 | 90 | 0 | 0 | 2.7566 | 2.7566 | 1.7 | 0 | 0.5202 | 2.7566 | 0 | 0 | 4.4409e-16 | 0 | 0 | 1.1122 | 1.0566 | 0 | 0 | 0.90687 | 3.7375 | 0 | 1.1122 | -1.1122 | 3.9673 | 66.1211 | 0.19918 | 3.0323 | 0 | 1.7 | 3.7375
2007-04-16 20:00 | 0 | 0 | 105.2931 | 90 | 0 | 0 | 1.9514 | 1.9514 | 1.7 | 0 | 0.5202 | 1.9514 | 0 | 0 | 0 | 0 | 0 | 0.2646 | 0.25137 | 0 | 0 | 2.1427 | 2.6253 | 0 | 0.2646 | -0.2646 | 3.6884 | 61.4726 | 0.19918 | 2.1465 | 0 | 1.7 | 2.6253
2007-04-16 21:00 | 0 | 0 | 110.6997 | 90 | 0 | 0 | 2.0199 | 2.0199 | 1.7 | 0 | 0.5202 | 2.0199 | 0 | 0 | 0 | 0 | 0 | 0.33671 | 0.31988 | 0 | 0 | 2.4367 | 2.3607 | 0 | 0.33671 | -0.33671 | 3.3334 | 55.5571 | 0.19918 | 2.2219 | 0 | 1.7 | 2.3607
2007-04-16 22:00 | 0 | 0 | 119.957 | 90 | 0 | 0 | 0 | 0 | 1.4526 | 0 | 0.45267 | 0 | 0 | 0 | 0 | 0 | 0 | 0 | 0 | 1.4526 | 1.38 | 2.8108 | 2.024 | 1.38 | 0 | 1.38 | 4.6426 | 77.3768 | 0.19925 | 0 | 0 | 1.7 | 2.024
2007-04-16 23:00 | 0 | 0 | 138.535 | 90 | 0 | 0 | 0.22279 | 0.22279 | 1.6754 | 0 | 0.51349 | 0.22279 | 0 | 2.2204e-16 | 0 | 0 | 0 | 0 | 0 | 1.4526 | 1.38 | 1.4308 | 3.266 | 1.38 | 0 | 1.38 | 5.9518 | 99.1965 | 0.19944 | 0.24506 | 0 | 1.7 | 3.266
2007-04-17 | 0 | 0 | 176.7598 | 90 | 0 | 0 | 0.071599 | 0.071599 | 0 | 0 | 0 | 0.071599 | 0 | 0 | 1.3878e-17 | 0 | 0 | 0.075367 | 0.071599 | 0 | 0 | 0.050819 | 4.508 | 0 | 0.075367 | -0.075367 | 5.8724 | 97.8724 | 0.19944 | 0.078759 | 0 | 0 | 4.508
2007-04-17 01:00 | 0 | 0 | -143.2336 | 90 | 0 | 0 | 0.043356 | 0.043356 | 0 | 0 | 0 | 0.043356 | 0 | 0 | 6.9389e-18 | 0 | 0 | 0.045638 | 0.043356 | 0 | 0 | 0.13456 | 4.4326 | 0 | 0.045638 | -0.045638 | 5.8243 | 97.0707 | 0.19944 | 0.047691 | 0 | 0 | 4.4326
2007-04-17 02:00 | 0 | 0 | -122.4311 | 90 | 0 | 0 | 0.030206 | 0.030206 | 0 | 0 | 0 | 0.030206 | 0 | 0 | 6.9389e-18 | 0 | 0 | 0.031795 | 0.030206 | 0 | 0 | 0.18527 | 4.3869 | 0 | 0.031795 | -0.031795 | 5.7907 | 96.5121 | 0.19944 | 0.033226 | 0 | 0 | 4.3869
2007-04-17 03:00 | 0 | 0 | -112.1982 | 90 | 0 | 0 | 0 | 0 | 0 | 0 | 0 | 0 | 0 | 0 | 0 | 0 | 0 | 0 | 0 | 0 | 0 | 0.2206 | 4.3552 | 0 | 0 | 0 | 5.7907 | 96.5121 | 0.19944 | 0 | 0 | 0 | 4.3552
2007-04-17 04:00 | 0 | 0 | -106.3409 | 90 | 0 | 0 | 0.10777 | 0.10777 | 0 | 0 | 0 | 0.10777 | 0 | 0 | 1.3878e-17 | 0 | 0 | 0.11344 | 0.10777 | 0 | 0 | 0.2206 | 4.3552 | 0 | 0.11344 | -0.11344 | 5.6712 | 94.5191 | 0.19944 | 0.11855 | 0 | 0 | 4.3552
2007-04-17 05:00 | 0 | 0 | -102.5349 | 90 | 0 | 0 | 0.33315 | 0.33315 | 0 | 0 | 0 | 0.33315 | 0 | 0 | 5.5511e-17 | 0 | 0 | 0.35069 | 0.33315 | 0 | 0 | 0.34664 | 4.2417 | 0 | 0.35069 | -0.35069 | 5.3015 | 88.3581 | 0.19944 | 0.36647 | 0 | 0 | 4.2417
2007-04-17 06:00 | 0.015541 | 0.4935 | -99.8277 | 91.048 | 0.014196 | 0.025326 | 0.51828 | 0.51828 | 0 | 0 | 0 | 0.51828 | 4.8866 | 0 | 1.1102e-16 | 0 | 0.025326 | 0.54555 | 0.51828 | 0 | 0 | 0.7363 | 3.891 | 0 | 0.52023 | -0.52023 | 4.7531 | 79.2187 | 0.19944 | 0.5701 | 0.020261 | 0 | 3.9163
2007-04-17 07:00 | 0.10312 | 15.1346 | -97.7765 | 76.2702 | 0.1021 | 0.18215 | 1.0357 | 1.0357 | 0 | 0 | 0 | 1.0357 | 17.5873 | 0 | 2.2204e-16 | 0 | 0.18215 | 1.0902 | 1.0357 | 0 | 0 | 1.3143 | 3.3708 | 0 | 0.90806 | -0.90806 | 3.796 | 63.2658 | 0.19944 | 1.1393 | 0.14572 | 0 | 3.5529
2007-04-17 08:00 | 0.20497 | 29.8403 | -96.1607 | 61.5234 | 0.20346 | 0.36297 | 1.0538 | 1.0538 | 0 | 0 | 0 | 1.0538 | 34.4446 | 0 | 0 | 0 | 0.36297 | 1.1093 | 1.0538 | 0 | 0 | 2.3233 | 2.4627 | 0 | 0.74628 | -0.74628 | 3.0093 | 50.155 | 0.19944 | 1.1592 | 0.29038 | 0 | 2.8257
2007-04-17 09:00 | 0.53679 | 44.5865 | -94.8855 | 46.862 | 0.52756 | 0.94116 | 0.12506 | 0.12506 | 0 | 0 | 0 | 0.12506 | 752.5781 | 0 | 0 | 0 | 0.94116 | 0.13164 | 0.12506 | 0 | 0 | 3.1525 | 1.7165 | 0.80952 | 0 | 0.80952 | 3.7773 | 62.9547 | 0.19914 | 0.13756 | 0.75293 | 0 | 2.6576
2007-04-17 10:00 | 0.90043 | 59.3573 | -93.9964 | 32.4225 | 0.88526 | 1.5793 | 0.60089 | 0.60089 | 0 | 0 | 0 | 0.60089 | 262.8278 | 0 | 0 | 0 | 1.5793 | 0.63251 | 0.60089 | 0 | 0 | 2.343 | 2.445 | 0.94678 | 0 | 0.94678 | 4.6755 | 77.9246 | 0.19879 | 0.66098 | 1.2634 | 0 | 4.0243
2007-04-17 11:00 | 0.99932 | 74.138 | -94.0715 | 18.7469 | 0.98561 | 1.7583 | 0 | 0 | 0 | 0 | 0 | 0 | 0 | 0.36215 | 0 | 0 | 1.7583 | 0 | 0 | 0 | 0 | 1.3962 | 3.2971 | 1.3962 | 0 | 1.3962 | 6 | 100 | 0.19828 | 0 | 1.4067 | 0 | 5.0555
2007-04-17 12:00 | 1.1069 | 88.7028 | -126.3083 | 9.8557 | 1.0928 | 1.9495 | 2.0709 | 2.0709 | 0.6909 | 0 | 0.24471 | 2.0709 | 94.1374 | 0.49686 | 0 | 0 | 1.9495 | 1.4526 | 1.38 | 0 | 0 | 0 | 4.5537 | 0 | 0 | 0 | 6 | 100 | 0.19828 | 2.278 | 1.5596 | 1.7 | 6.5032
2007-04-17 13:00 | 0.67857 | 76.2275 | 94.3184 | 16.9832 | 0.67224 | 1.1993 | 0.8323 | 0.8323 | 0 | 0 | 0 | 0.8323 | 144.0919 | 0.32317 | 0 | 0 | 1.1993 | 0.8761 | 0.8323 | 0 | 0 | 0 | 4.5537 | 0 | 0 | 0 | 6 | 100 | 0.19828 | 0.91553 | 0.95942 | 0 | 5.753
2007-04-17 14:00 | 0.61729 | 61.4475 | 93.9185 | 30.4174 | 0.61056 | 1.0892 | 3.2633 | 3.08 | 1.7 | 0 | 0.5202 | 3.08 | 35.3649 | 2.2204e-16 | 0.18334 | 0.50968 | 1.0892 | 1.4526 | 1.38 | 0 | 0 | 0 | 4.5537 | 0 | 0.36339 | -0.36339 | 5.617 | 93.6158 | 0.19828 | 3.5897 | 0.87139 | 1.7 | 5.6429
2007-04-17 15:00 | 0.42823 | 46.6743 | 94.7326 | 44.8011 | 0.42388 | 0.7562 | 0.80157 | 0.80157 | 0 | 0 | 0 | 0.80157 | 94.3396 | 0 | 0 | 0 | 0.7562 | 0.84376 | 0.80157 | 0 | 0 | 0.40377 | 4.1903 | 0 | 0.08756 | -0.08756 | 5.5247 | 92.0776 | 0.19828 | 0.88173 | 0.60496 | 0 | 4.9465
2007-04-17 16:00 | 0.3635 | 31.9237 | 95.9605 | 59.443 | 0.35615 | 0.63538 | 2.0367 | 2.0367 | 1.7 | 0 | 0.5202 | 2.0367 | 31.1967 | 0 | 0 | 0 | 0.63538 | 0.35441 | 0.33669 | 0 | 0 | 0.50106 | 4.1027 | 0.28097 | 0 | 0.28097 | 5.7912 | 96.5201 | 0.19833 | 2.2404 | 0.5083 | 1.7 | 4.7381
2007-04-17 17:00 | 0.22705 | 17.2111 | 97.5249 | 74.1818 | 0.21557 | 0.38458 | 0 | 0 | 0 | 0 | 0 | 0 | 0 | 0.16449 | 0 | 0 | 0.38458 | 0 | 0 | 0 | 0 | 0.22009 | 4.3556 | 0.22009 | 0 | 0.22009 | 6 | 100 | 0.19824 | 0 | 0.30766 | 0 | 4.7402
2007-04-17 18:00 | 0.033788 | 2.5589 | 99.5046 | 88.9574 | 0.028128 | 0.05018 | 0.63975 | 0.63975 | 0 | 0 | 0 | 0.63975 | 7.8437 | 0 | 0 | 0 | 0.05018 | 0.67342 | 0.63975 | 0 | 0 | 0 | 4.5537 | 0 | 0.62324 | -0.62324 | 5.3431 | 89.0508 | 0.19824 | 0.70373 | 0.040144 | 0 | 4.6039
2007-04-17 19:00 | 0 | 0 | 102.099 | 90 | 0 | 0 | 1.6352 | 1.6352 | 1.7 | 0 | 0.5202 | 1.6352 | 0 | 0 | 0 | 0 | 0 | 0 | 0 | 0.064846 | 0.061604 | 0.69249 | 3.9304 | 0.061604 | 0 | 0.061604 | 5.4015 | 90.0248 | 0.19826 | 1.7987 | 0 | 1.7 | 3.9304
2007-04-17 20:00 | 0 | 0 | 105.7087 | 90 | 0 | 0 | 0.49736 | 0.49736 | 0 | 0 | 0 | 0.49736 | 0 | 0 | 0 | 0 | 0 | 0.52353 | 0.49736 | 0 | 0 | 0.63089 | 3.9859 | 0 | 0.52353 | -0.52353 | 4.8496 | 80.8273 | 0.19826 | 0.54709 | 0 | 0 | 3.9859
2007-04-17 21:00 | 0 | 0 | 111.1825 | 90 | 0 | 0 | 2.5974 | 2.5974 | 1.7 | 0 | 0.5202 | 2.5974 | 0 | 0 | 0 | 0 | 0 | 0.94465 | 0.89742 | 0 | 0 | 1.2126 | 3.4624 | 0 | 0.94465 | -0.94465 | 3.8539 | 64.2315 | 0.19826 | 2.8572 | 0 | 1.7 | 3.4624
2007-04-17 22:00 | 0 | 0 | 120.5522 | 90 | 0 | 0 | 0.23723 | 0.23723 | 1.6899 | 0 | 0.51743 | 0.23723 | 0 | 0 | 0 | 0 | 0 | 0 | 0 | 1.4526 | 1.38 | 2.2622 | 2.5177 | 1.38 | 0 | 1.38 | 5.1631 | 86.0512 | 0.19846 | 0.26095 | 0 | 1.7 | 2.5177
2007-04-17 23:00 | 0 | 0 | 139.2348 | 90 | 0 | 0 | 0.12909 | 0.12909 | 0 | 0 | 0 | 0.12909 | 0 | 0 | 2.7756e-17 | 0 | 0 | 0.13589 | 0.12909 | 0 | 0 | 0.8822 | 3.7597 | 0 | 0.13589 | -0.13589 | 5.0198 | 83.6639 | 0.19846 | 0.142 | 0 | 0 | 3.7597
2007-04-18 | 0 | 0 | 177.0125 | 90 | 0 | 0 | 0 | 0 | 0 | 0 | 0 | 0 | 0 | 0 | 0 | 0 | 0 | 0 | 0 | 0 | 0 | 1.0332 | 3.6238 | 0 | 0 | 0 | 5.0198 | 83.6639 | 0.19846 | 0 | 0 | 0 | 3.6238
2007-04-18 01:00 | 0 | 0 | -143.6547 | 90 | 0 | 0 | 0.40192 | 0.40192 | 0 | 0 | 0 | 0.40192 | 0 | 0 | 5.5511e-17 | 0 | 0 | 0.42308 | 0.40192 | 0 | 0 | 1.0332 | 3.6238 | 0 | 0.42308 | -0.42308 | 4.5739 | 76.2312 | 0.19846 | 0.44212 | 0 | 0 | 3.6238
2007-04-18 02:00 | 0 | 0 | -122.9161 | 90 | 0 | 0 | 0.3916 | 0.3916 | 0 | 0 | 0 | 0.3916 | 0 | 0 | 5.5511e-17 | 0 | 0 | 0.41221 | 0.3916 | 0 | 0 | 1.5033 | 3.2007 | 0 | 0.41221 | -0.41221 | 4.1394 | 68.9895 | 0.19846 | 0.43076 | 0 | 0 | 3.2007
2007-04-18 03:00 | 0 | 0 | -112.6245 | 90 | 0 | 0 | 0.18987 | 0.18987 | 0 | 0 | 0 | 0.18987 | 0 | 0 | 0 | 0 | 0 | 0.19986 | 0.18987 | 0 | 0 | 1.9613 | 2.7885 | 0 | 0.19986 | -0.19986 | 3.9287 | 65.4783 | 0.19846 | 0.20885 | 0 | 0 | 2.7885
2007-04-18 04:00 | 0 | 0 | -106.7203 | 90 | 0 | 0 | 0.37405 | 0.37405 | 0 | 0 | 0 | 0.37405 | 0 | 0 | 0 | 0 | 0 | 0.39374 | 0.37405 | 0 | 0 | 2.1833 | 2.5887 | 0 | 0.39374 | -0.39374 | 3.5137 | 58.5611 | 0.19846 | 0.41146 | 0 | 0 | 2.5887
2007-04-18 05:00 | 0 | 0 | -102.8898 | 90 | 0 | 0 | 0 | 0 | 0 | 0 | 0 | 0 | 0 | 0 | 0 | 0 | 0 | 0 | 0 | 0 | 0 | 2.6208 | 2.1949 | 0 | 0 | 0 | 3.5137 | 58.5611 | 0.19846 | 0 | 0 | 0 | 2.1949
2007-04-18 06:00 | 0.02315 | 0.61275 | -100.1787 | 90.9844 | 0.015137 | 0.027004 | 0.19129 | 0.19129 | 0 | 0 | 0 | 0.19129 | 14.1167 | 0 | 2.7756e-17 | 0 | 0.027004 | 0.20136 | 0.19129 | 0 | 0 | 2.6208 | 2.1949 | 0 | 0.17436 | -0.17436 | 3.3299 | 55.4979 | 0.19846 | 0.21042 | 0.021603 | 0 | 2.2219
2007-04-18 07:00 | 0.20048 | 15.2395 | -98.1449 | 76.2236 | 0.18856 | 0.33639 | 1.1065 | 1.1065 | 0 | 0 | 0 | 1.1065 | 30.4008 | 0 | 2.2204e-16 | 0 | 0.33639 | 1.1648 | 1.1065 | 0 | 0 | 2.8146 | 2.0206 | 0 | 0.82836 | -0.82836 | 2.4567 | 40.9451 | 0.19846 | 1.2172 | 0.26911 | 0 | 2.357
2007-04-18 08:00 | 0.48186 | 29.9327 | -96.5747 | 61.4962 | 0.46324 | 0.82642 | 1.0818 | 1.0818 | 0 | 0 | 0 | 1.0818 | 76.3917 | 0 | 0 | 0 | 0.82642 | 1.1388 | 1.0818 | 0 | 0 | 3.735 | 1.1922 | 0 | 0.31234 | -0.31234 | 2.1275 | 35.4579 | 0.19846 | 1.19 | 0.66114 | 0 | 2.0186
2007-04-18 09:00 | 0.79002 | 44.6673 | -95.3939 | 46.8606 | 0.77026 | 1.3741 | 0.20411 | 0.20411 | 0 | 0 | 0 | 0.20411 | 673.2342 | 0 | 0 | 0 | 1.3741 | 0.21485 | 0.20411 | 0 | 0 | 4.082 | 0.87988 | 1.1593 | 0 | 1.1593 | 3.2273 | 53.788 | 0.19804 | 0.22452 | 1.0993 | 0 | 2.254
2007-04-18 10:00 | 0.92937 | 59.4255 | -94.7121 | 32.4637 | 0.91265 | 1.6282 | 2.0969 | 2.0969 | 1.7 | 0 | 0.5202 | 2.0969 | 77.6456 | 0 | 0 | 0 | 1.6282 | 0.4178 | 0.39691 | 0 | 0 | 2.9227 | 1.9232 | 1.2104 | 0 | 1.2104 | 4.3755 | 72.9253 | 0.19815 | 2.3066 | 1.3025 | 1.7 | 3.5514
2007-04-18 11:00 | 1.0024 | 74.1871 | -95.4178 | 18.8821 | 0.9877 | 1.7621 | 0.70414 | 0.70414 | 0.65691 | 0 | 0.23544 | 0.70414 | 250.2451 | 0 | 0 | 0 | 1.7621 | 0.04971 | 0.047225 | 0 | 0 | 1.7124 | 3.0126 | 1.7124 | 0 | 1.7124 | 6 | 100 | 0.19765 | 0.77455 | 1.4097 | 1.7 | 4.7746
2007-04-18 12:00 | 1.0449 | 88.5006 | -139.1003 | 10.2127 | 1.0306 | 1.8387 | 0.81701 | 0.81701 | 0 | 0 | 0 | 0.81701 | 225.0489 | 0.97866 | 0 | 0 | 1.8387 | 0.86001 | 0.81701 | 0 | 0 | 0 | 4.5537 | 0 | 0 | 0 | 6 | 100 | 0.19765 | 0.89871 | 1.4709 | 0 | 6.3924
2007-04-18 13:00 | 0.88054 | 76.1475 | 95.8345 | 17.2433 | 0.86867 | 1.5497 | 1.1072 | 1.1072 | 0 | 0 | 0 | 1.1072 | 139.9606 | 0.38419 | 0 | 0 | 1.5497 | 1.1655 | 1.1072 | 0 | 0 | 0 | 4.5537 | 0 | 0 | 0 | 6 | 100 | 0.19765 | 1.218 | 1.2398 | 0 | 6.1034
2007-04-18 14:00 | 0.87771 | 61.3887 | 94.6836 | 30.5863 | 0.8627 | 1.5391 | 1.0191 | 1.0191 | 0 | 0 | 0 | 1.0191 | 151.0185 | 0.4663 | 0 | 0 | 1.5391 | 1.0728 | 1.0191 | 0 | 0 | 0 | 4.5537 | 0 | 0 | 0 | 6 | 100 | 0.19765 | 1.121 | 1.2312 | 0 | 6.0928
2007-04-18 15:00 | 0.76104 | 46.6286 | 95.2685 | 44.9273 | 0.7431 | 1.3257 | 0 | 0 | 0 | 0 | 0 | 0 | 0 | 1.3257 | 0 | 0 | 1.3257 | 0 | 0 | 0 | 0 | 0 | 4.5537 | 0 | 0 | 0 | 6 | 100 | 0.19765 | 0 | 1.0605 | 0 | 5.8794
2007-04-18 16:00 | 0.41778 | 31.8899 | 96.3953 | 59.5431 | 0.40611 | 0.72449 | 1.6434 | 1.6434 | 0.95514 | 0 | 0.31685 | 1.6434 | 44.0847 | 0 | 0 | 0 | 0.72449 | 0.72449 | 0.68827 | 0 | 0 | 0 | 4.5537 | 0 | 0 | 0 | 6 | 100 | 0.19765 | 1.8078 | 0.57959 | 1.7 | 5.2782
2007-04-18 17:00 | 0.25568 | 17.19 | 97.9124 | 74.2625 | 0.23901 | 0.4264 | 0 | 0 | 0 | 0 | 0 | 0 | 0 | 0.4264 | 0 | 0 | 0.4264 | 0 | 0 | 0 | 0 | 0 | 4.5537 | 0 | 0 | 0 | 6 | 100 | 0.19765 | 0 | 0.34112 | 0 | 4.9801
2007-04-18 18:00 | 0.040475 | 2.5525 | 99.8756 | 89.0212 | 0.028048 | 0.050037 | 0.58408 | 0.58408 | 0 | 0 | 0 | 0.58408 | 8.5668 | 0 | 0 | 0 | 0.050037 | 0.61483 | 0.58408 | 0 | 0 | 0 | 4.5537 | 0 | 0.56479 | -0.56479 | 5.4047 | 90.0777 | 0.19765 | 0.64249 | 0.04003 | 0 | 4.6037
2007-04-18 19:00 | 0 | 0 | 102.4778 | 90 | 0 | 0 | 0.80373 | 0.80373 | 0 | 0 | 0 | 0.80373 | 0 | 0 | 0 | 0 | 0 | 0.84603 | 0.80373 | 0 | 0 | 0.62754 | 3.9889 | 0 | 0.84603 | -0.84603 | 4.5129 | 75.2145 | 0.19765 | 0.8841 | 0 | 0 | 3.9889
2007-04-18 20:00 | 0 | 0 | 106.1204 | 90 | 0 | 0 | 1.9693 | 1.9693 | 1.7 | 0 | 0.5202 | 1.9693 | 0 | 0 | 0 | 0 | 0 | 0.28351 | 0.26933 | 0 | 0 | 1.5676 | 3.1429 | 0 | 0.28351 | -0.28351 | 4.214 | 70.2338 | 0.19765 | 2.1663 | 0 | 1.7 | 3.1429
2007-04-18 21:00 | 0 | 0 | 111.6599 | 90 | 0 | 0 | 0 | 0 | 1.4526 | 0 | 0.45267 | 0 | 0 | 0 | 0 | 0 | 0 | 0 | 0 | 1.4526 | 1.38 | 1.8826 | 2.8594 | 1.38 | 0 | 1.38 | 5.5232 | 92.0535 | 0.19772 | 0 | 0 | 1.7 | 2.8594
2007-04-18 22:00 | 0 | 0 | 121.1379 | 90 | 0 | 0 | 0.41677 | 0.41677 | 0 | 0 | 0 | 0.41677 | 0 | 0 | 5.5511e-17 | 0 | 0 | 0.43871 | 0.41677 | 0 | 0 | 0.50258 | 4.1014 | 0 | 0.43871 | -0.43871 | 5.0608 | 84.3462 | 0.19772 | 0.45845 | 0 | 0 | 4.1014
2007-04-18 23:00 | 0 | 0 | 139.9145 | 90 | 0 | 0 | 0.18158 | 0.18158 | 0 | 0 | 0 | 0.18158 | 0 | 0 | 2.7756e-17 | 0 | 0 | 0.19114 | 0.18158 | 0 | 0 | 0.99004 | 3.6627 | 0 | 0.19114 | -0.19114 | 4.8593 | 80.9882 | 0.19772 | 0.19974 | 0 | 0 | 3.6627
2007-04-19 | 0 | 0 | 177.2504 | 90 | 0 | 0 | 0.66608 | 0.66608 | 0 | 0 | 0 | 0.66608 | 0 | 0 | 0 | 0 | 0 | 0.70114 | 0.66608 | 0 | 0 | 1.2024 | 3.4715 | 0 | 0.70114 | -0.70114 | 4.1202 | 68.6704 | 0.19772 | 0.73269 | 0 | 0 | 3.4715
2007-04-19 01:00 | 0 | 0 | -144.064 | 90 | 0 | 0 | 0.064091 | 0.064091 | 0 | 0 | 0 | 0.064091 | 0 | 0 | 0 | 0 | 0 | 0.067464 | 0.064091 | 0 | 0 | 1.9815 | 2.7704 | 0 | 0.067464 | -0.067464 | 4.0491 | 67.4852 | 0.19772 | 0.0705 | 0 | 0 | 2.7704
2007-04-19 02:00 | 0 | 0 | -123.3925 | 90 | 0 | 0 | 0.25893 | 0.25893 | 0 | 0 | 0 | 0.25893 | 0 | 0 | 5.5511e-17 | 0 | 0 | 0.27256 | 0.25893 | 0 | 0 | 2.0564 | 2.7029 | 0 | 0.27256 | -0.27256 | 3.7618 | 62.6968 | 0.19772 | 0.28483 | 0 | 0 | 2.7029
2007-04-19 03:00 | 0 | 0 | -113.0453 | 90 | 0 | 0 | 0 | 0 | 0 | 0 | 0 | 0 | 0 | 0 | 0 | 0 | 0 | 0 | 0 | 0 | 0 | 2.3593 | 2.4303 | 0 | 0 | 0 | 3.7618 | 62.6968 | 0.19772 | 0 | 0 | 0 | 2.4303
2007-04-19 04:00 | 0 | 0 | -107.0959 | 90 | 0 | 0 | 0.74014 | 0.74014 | 0 | 0 | 0 | 0.74014 | 0 | 0 | 1.1102e-16 | 0 | 0 | 0.7791 | 0.74014 | 0 | 0 | 2.3593 | 2.4303 | 0 | 0.7791 | -0.7791 | 2.9406 | 49.0094 | 0.19772 | 0.81416 | 0 | 0 | 2.4303
2007-04-19 05:00 | 0 | 0 | -103.2417 | 90 | 0 | 0 | 0.091716 | 0.091716 | 0 | 0 | 0 | 0.091716 | 0 | 0 | 1.3878e-17 | 0 | 0 | 0.096543 | 0.091716 | 0 | 0 | 3.2249 | 1.6512 | 0 | 0.096543 | -0.096543 | 2.8388 | 47.3134 | 0.19772 | 0.10089 | 0 | 0 | 1.6512
2007-04-19 06:00 | 0.035647 | 0.72973 | -100.5271 | 90.9227 | 0.004799 | 0.0085615 | 0.16202 | 0.16202 | 0 | 0 | 0 | 0.16202 | 5.2841 | 0 | 2.7756e-17 | 0 | 0.0085615 | 0.17055 | 0.16202 | 0 | 0 | 3.3322 | 1.5547 | 0 | 0.16199 | -0.16199 | 2.6681 | 44.4675 | 0.19772 | 0.17822 | 0.0068492 | 0 | 1.5633
2007-04-19 07:00 | 0.26507 | 15.3416 | -98.5109 | 76.1792 | 0.24151 | 0.43085 | 2.2626 | 2.2626 | 1.7 | 0 | 0.5202 | 2.2626 | 19.0418 | 1.1102e-16 | 0 | 0 | 0.43085 | 0.59225 | 0.56264 | 0 | 0 | 3.5122 | 1.3927 | 0 | 0.16141 | -0.16141 | 2.4979 | 41.6319 | 0.19772 | 2.4889 | 0.34468 | 1.7 | 1.8236
2007-04-19 08:00 | 0.52344 | 30.0219 | -96.9863 | 61.4717 | 0.50154 | 0.89474 | 1.6245 | 1.6245 | 1.7 | 0 | 0.5202 | 1.6245 | 55.0796 | 0 | 0 | 0 | 0.89474 | 0 | 0 | 0.075543 | 0.071766 | 3.6915 | 1.2313 | 0.96651 | 0 | 0.96651 | 3.4148 | 56.9137 | 0.19789 | 1.7869 | 0.7158 | 1.7 | 2.1261
2007-04-19 09:00 | 0.71317 | 44.7438 | -95.8995 | 46.8628 | 0.69475 | 1.2394 | 0.42658 | 0.42658 | 1.7 | 0 | 0.5202 | 0.42658 | 290.5548 | 0 | 0 | 0 | 1.2394 | 0 | 0 | 1.2734 | 1.2098 | 2.725 | 2.1012 | 2.4492 | 0 | 2.4492 | 5.7383 | 95.6388 | 0.19771 | 0.46923 | 0.99155 | 1.7 | 3.3406
2007-04-19 10:00 | 0.90384 | 59.4879 | -95.4246 | 32.5094 | 0.88667 | 1.5818 | 1.2611 | 1.2611 | 0.425 | 0 | 0.17213 | 1.2611 | 125.4291 | 0.42586 | 0 | 0 | 1.5818 | 0.88013 | 0.83612 | 0 | 0 | 0.27583 | 4.3054 | 0.27583 | 0 | 0.27583 | 6 | 100 | 0.19761 | 1.3872 | 1.2655 | 1.7 | 5.8873
2007-04-19 11:00 | 0.85984 | 74.2264 | -96.7602 | 19.0233 | 0.84748 | 1.5119 | 1.5546 | 1.5546 | 0.425 | 0 | 0.17213 | 1.5546 | 97.251 | 0.32281 | 0 | 0 | 1.5119 | 1.1891 | 1.1296 | 0 | 0 | 0 | 4.5537 | 0 | 0 | 0 | 6 | 100 | 0.19761 | 1.7101 | 1.2095 | 1.7 | 6.0656
2007-04-19 12:00 | 0.89586 | 88.2442 | -148.4056 | 10.5678 | 0.88378 | 1.5767 | 1.6616 | 1.6616 | 0.425 | 0 | 0.17213 | 1.6616 | 94.8876 | 0.27497 | 0 | 0 | 1.5767 | 1.3017 | 1.2366 | 0 | 0 | 0 | 4.5537 | 0 | 0 | 0 | 6 | 100 | 0.19761 | 1.8278 | 1.2613 | 1.7 | 6.1304
2007-04-19 13:00 | 0.90148 | 76.0603 | 97.3209 | 17.5041 | 0.8883 | 1.5847 | 0.91904 | 0.91904 | 0 | 0 | 0 | 0.91904 | 172.4333 | 0.61732 | 0 | 0 | 1.5847 | 0.96741 | 0.91904 | 0 | 0 | 0 | 4.5537 | 0 | 0 | 0 | 6 | 100 | 0.19761 | 1.0109 | 1.2678 | 0 | 6.1384
2007-04-19 14:00 | 0.8964 | 61.3274 | 95.4394 | 30.7557 | 0.87999 | 1.5699 | 0.2695 | 0.2695 | 0 | 0 | 0 | 0.2695 | 582.521 | 1.2862 | 0 | 0 | 1.5699 | 0.28369 | 0.2695 | 0 | 0 | 0 | 4.5537 | 0 | 0 | 0 | 6 | 100 | 0.19761 | 0.29645 | 1.2559 | 0 | 6.1236
2007-04-19 15:00 | 0.65337 | 46.582 | 95.799 | 45.0533 | 0.63856 | 1.1392 | 0.14106 | 0.14106 | 0 | 0 | 0 | 0.14106 | 807.5731 | 0.99071 | 0 | 0 | 1.1392 | 0.14849 | 0.14106 | 0 | 0 | 0 | 4.5537 | 0 | 0 | 0 | 6 | 100 | 0.19761 | 0.15517 | 0.91136 | 0 | 5.6929
2007-04-19 16:00 | 0.39531 | 31.8562 | 96.8262 | 59.6424 | 0.38485 | 0.68657 | 1.3011 | 1.3011 | 0.64888 | 0 | 0.23324 | 1.3011 | 52.7677 | 0 | 0 | 0 | 0.68657 | 0.68657 | 0.65224 | 0 | 0 | 0 | 4.5537 | 0 | 0 | 0 | 6 | 100 | 0.19761 | 1.4312 | 0.54926 | 1.7 | 5.2403
2007-04-19 17:00 | 0.26517 | 17.1696 | 98.2964 | 74.3419 | 0.24623 | 0.43928 | 0.92564 | 0.92564 | 0 | 0 | 0 | 0.92564 | 47.4571 | 0 | 1.1102e-16 | 0 | 0.43928 | 0.97435 | 0.92564 | 0 | 0 | 0 | 4.5537 | 0 | 0.53507 | -0.53507 | 5.436 | 90.5997 | 0.19761 | 1.0182 | 0.35142 | 0 | 4.993
2007-04-19 18:00 | 0.040007 | 2.5473 | 100.2434 | 89.0831 | 0.027585 | 0.049211 | 1.328 | 1.328 | 1.7 | 0 | 0.5202 | 1.328 | 3.7057 | 0 | 0 | 0 | 0.049211 | 0 | 0 | 0.372 | 0.3534 | 0.59453 | 4.0186 | 0.40261 | 0 | 0.40261 | 5.8179 | 96.9655 | 0.1977 | 1.4608 | 0.039369 | 1.7 | 4.0678
2007-04-19 19:00 | 0 | 0 | 102.8531 | 90 | 0 | 0 | 0.21538 | 0.21538 | 0 | 0 | 0 | 0.21538 | 0 | 0 | 2.7756e-17 | 0 | 0 | 0.22671 | 0.21538 | 0 | 0 | 0.19192 | 4.381 | 0 | 0.22671 | -0.22671 | 5.579 | 92.9827 | 0.1977 | 0.23691 | 0 | 0 | 4.381
2007-04-19 20:00 | 0 | 0 | 106.5281 | 90 | 0 | 0 | 0.93092 | 0.93092 | 0 | 0 | 0 | 0.93092 | 0 | 0 | 1.1102e-16 | 0 | 0 | 0.97991 | 0.93092 | 0 | 0 | 0.44382 | 4.1543 | 0 | 0.97991 | -0.97991 | 4.5461 | 75.7674 | 0.1977 | 1.024 | 0 | 0 | 4.1543
2007-04-19 21:00 | 0 | 0 | 112.1317 | 90 | 0 | 0 | 1.2421 | 1.2421 | 0 | 0 | 0 | 1.2421 | 0 | 0 | 2.2204e-16 | 0 | 0 | 1.3074 | 1.2421 | 0 | 0 | 1.5326 | 3.1743 | 0 | 1.3074 | -1.3074 | 3.1679 | 52.7983 | 0.1977 | 1.3663 | 0 | 0 | 3.1743
2007-04-19 22:00 | 0 | 0 | 121.7141 | 90 | 0 | 0 | 0.43031 | 0.43031 | 0 | 0 | 0 | 0.43031 | 0 | 0 | 5.5511e-17 | 0 | 0 | 0.45295 | 0.43031 | 0 | 0 | 2.9853 | 1.8669 | 0 | 0.45295 | -0.45295 | 2.6904 | 44.8407 | 0.1977 | 0.47334 | 0 | 0 | 1.8669
2007-04-19 23:00 | 0 | 0 | 140.5744 | 90 | 0 | 0 | 0.4878 | 0.4878 | 0 | 0 | 0 | 0.4878 | 0 | 0 | 5.5511e-17 | 0 | 0 | 0.51348 | 0.4878 | 0 | 0 | 3.4886 | 1.414 | 0 | 0.51348 | -0.51348 | 2.1492 | 35.8199 | 0.1977 | 0.53658 | 0 | 0 | 1.414
2007-04-20 | 0 | 0 | 177.4742 | 90 | 0 | 0 | 0.20796 | 0.20796 | 0 | 0 | 0 | 0.20796 | 0 | 0 | 0 | 0 | 0 | 0.2189 | 0.20796 | 0 | 0 | 4.0591 | 0.90048 | 0 | 0.2189 | -0.2189 | 1.9185 | 31.9741 | 0.1977 | 0.22875 | 0 | 0 | 0.90048
2007-04-20 01:00 | 0 | 0 | -144.4622 | 90 | 0 | 0 | 0 | 0 | 0 | 0 | 0 | 0 | 0 | 0 | 0 | 0 | 0 | 0 | 0 | 0 | 0 | 4.3023 | 0.68158 | 0 | 0 | 0 | 1.9185 | 31.9741 | 0.1977 | 0 | 0 | 0 | 0.68158
2007-04-20 02:00 | 0 | 0 | -123.8602 | 90 | 0 | 0 | 0.43867 | 0.43867 | 0 | 0 | 0 | 0.43867 | 0 | 0 | 5.5511e-17 | 0 | 0 | 0.46176 | 0.43867 | 0 | 0 | 4.3023 | 0.68158 | 0 | 0.46176 | -0.46176 | 1.4317 | 23.8618 | 0.1977 | 0.48254 | 0 | 0 | 0.68158
2007-04-20 03:00 | 0 | 0 | -113.4607 | 90 | 0 | 0 | 0.44932 | 0.44932 | 1.7 | 0 | 0.5202 | 0.44932 | 0 | 0 | 0 | 0 | 0 | 0 | 0 | 1.2507 | 1.1882 | 4.8154 | 0.21982 | 1.1882 | 0 | 1.1882 | 2.5589 | 42.6481 | 0.19796 | 0.49425 | 0 | 1.7 | 0.21982
2007-04-20 04:00 | 0 | 0 | -107.4677 | 90 | 0 | 0 | 0.15147 | 0.15147 | 1.6041 | 0 | 0.49402 | 0.15147 | 0 | 2.2204e-16 | 0 | 0 | 0 | 0 | 0 | 1.4526 | 1.38 | 3.6273 | 1.2892 | 1.38 | 0 | 1.38 | 3.8681 | 64.4678 | 0.19811 | 0.16662 | 0 | 1.7 | 1.2892
2007-04-20 05:00 | 0 | 0 | -103.5905 | 90 | 0 | 0 | 0 | 0 | 1.4526 | 0 | 0.45267 | 0 | 0 | 0 | 0 | 0 | 0 | 0 | 0 | 1.4526 | 1.38 | 2.2473 | 2.5312 | 1.38 | 0 | 1.38 | 5.1773 | 86.2875 | 0.19818 | 0 | 0 | 1.7 | 2.5312
2007-04-20 06:00 | 0.021308 | 0.84436 | -100.8727 | 90.8627 | 0.016743 | 0.02987 | 0.44745 | 0.44745 | 0 | 0 | 0 | 0.44745 | 6.6755 | 0 | 5.5511e-17 | 0 | 0.02987 | 0.471 | 0.44745 | 0 | 0 | 0.86726 | 3.7732 | 0 | 0.44113 | -0.44113 | 4.7123 | 78.5376 | 0.19818 | 0.49219 | 0.023896 | 0 | 3.803
2007-04-20 07:00 | 0.21038 | 15.441 | -98.8742 | 76.1371 | 0.19605 | 0.34976 | 0.80113 | 0.80113 | 0 | 0 | 0 | 0.80113 | 43.6583 | 0 | 1.1102e-16 | 0 | 0.34976 | 0.84329 | 0.80113 | 0 | 0 | 1.3574 | 3.332 | 0 | 0.49354 | -0.49354 | 4.192 | 69.8671 | 0.19818 | 0.88124 | 0.27981 | 0 | 3.6818
2007-04-20 08:00 | 0.49398 | 30.1076 | -97.3951 | 61.45 | 0.473 | 0.84384 | 2.1145 | 2.1145 | 1.7 | 0 | 0.5202 | 2.1145 | 39.9073 | 0 | 0 | 0 | 0.84384 | 0.43631 | 0.41449 | 0 | 0 | 1.9058 | 2.8385 | 0.40753 | 0 | 0.40753 | 4.5786 | 76.3107 | 0.19825 | 2.3259 | 0.67507 | 1.7 | 3.6823
2007-04-20 09:00 | 0.72934 | 44.8162 | -96.4022 | 46.8684 | 0.70945 | 1.2657 | 0.69789 | 0.69789 | 0.91884 | 0 | 0.30694 | 0.69789 | 181.3566 | 0 | 0 | 0 | 1.2657 | 0 | 0 | 0.22095 | 0.2099 | 1.4982 | 3.2053 | 1.4756 | 0 | 1.4756 | 5.9785 | 99.6415 | 0.19799 | 0.76768 | 1.0125 | 1.7 | 4.4709
2007-04-20 10:00 | 0.84215 | 59.5446 | -96.1336 | 32.5596 | 0.8257 | 1.473 | 1.6736 | 1.6736 | 0.425 | 0 | 0.17213 | 1.6736 | 88.0173 | 0.13607 | 0 | 0 | 1.473 | 1.3143 | 1.2486 | 0 | 0 | 0.022676 | 4.5333 | 0.022676 | 0 | 0.022676 | 6 | 100 | 0.19798 | 1.8409 | 1.1784 | 1.7 | 6.0063
2007-04-20 11:00 | 0.93608 | 74.2558 | -98.0964 | 19.1701 | 0.92092 | 1.6429 | 3.1981 | 3.08 | 1.7 | 0 | 0.5202 | 3.08 | 53.3415 | 0.19029 | 0.11808 | 0.43789 | 1.6429 | 1.4526 | 1.38 | 0 | 0 | 0 | 4.5537 | 0 | 0 | 0 | 6 | 100 | 0.19798 | 3.5179 | 1.3143 | 1.7 | 6.1966
2007-04-20 12:00 | 0.90557 | 87.9557 | -155.1265 | 10.9208 | 0.89248 | 1.5922 | 1.6143 | 1.6143 | 0.425 | 0 | 0.17213 | 1.6143 | 98.633 | 0.34034 | 0 | 0 | 1.5922 | 1.2518 | 1.1893 | 0 | 0 | 0 | 4.5537 | 0 | 0 | 0 | 6 | 100 | 0.19798 | 1.7757 | 1.2738 | 1.7 | 6.1459
2007-04-20 13:00 | 0.78736 | 75.9664 | 98.7763 | 17.7653 | 0.77672 | 1.3857 | 0.27062 | 0.27062 | 0 | 0 | 0 | 0.27062 | 512.0279 | 1.1008 | 0 | 0 | 1.3857 | 0.28487 | 0.27062 | 0 | 0 | 0 | 4.5537 | 0 | 0 | 0 | 6 | 100 | 0.19798 | 0.29768 | 1.1085 | 0 | 5.9394
2007-04-20 14:00 | 0.83807 | 61.2639 | 96.1858 | 30.9254 | 0.82235 | 1.4671 | 1.1159 | 1.1159 | 0 | 0 | 0 | 1.1159 | 131.466 | 0.29241 | 0 | 0 | 1.4671 | 1.1747 | 1.1159 | 0 | 0 | 0 | 4.5537 | 0 | 0 | 0 | 6 | 100 | 0.19798 | 1.2275 | 1.1737 | 0 | 6.0208
2007-04-20 15:00 | 0.58087 | 46.5348 | 96.324 | 45.1789 | 0.56897 | 1.015 | 1.4237 | 1.4237 | 0.45936 | 0 | 0.18151 | 1.4237 | 71.2984 | 0 | 0 | 0 | 1.015 | 1.015 | 0.96429 | 0 | 0 | 0 | 4.5537 | 0 | 0 | 0 | 6 | 100 | 0.19798 | 1.566 | 0.81203 | 1.7 | 5.5687
2007-04-20 16:00 | 0.48741 | 31.8227 | 97.253 | 59.7408 | 0.46892 | 0.83655 | 2.5419 | 2.5419 | 1.7 | 0 | 0.5202 | 2.5419 | 32.9109 | 2.2204e-16 | 0 | 0 | 0.83655 | 0.88619 | 0.84188 | 0 | 0 | 0 | 4.5537 | 0 | 0.049635 | -0.049635 | 5.9477 | 99.128 | 0.19798 | 2.7961 | 0.66924 | 1.7 | 5.3902
2007-04-20 17:00 | 0.19675 | 17.15 | 98.6769 | 74.4198 | 0.18866 | 0.33657 | 0.9982 | 0.9982 | 0 | 0 | 0 | 0.9982 | 33.7173 | 0 | 0 | 0 | 0.33657 | 1.0507 | 0.9982 | 0 | 0 | 0.05515 | 4.5041 | 0 | 0.71417 | -0.71417 | 5.1949 | 86.5813 | 0.19798 | 1.098 | 0.26925 | 0 | 4.8406
2007-04-20 18:00 | 0.033097 | 2.5433 | 100.6078 | 89.1433 | 0.027203 | 0.048529 | 2.817 | 2.817 | 1.7 | 0 | 0.5202 | 2.817 | 1.7227 | 0 | 0 | 0.018729 | 0.048529 | 1.1758 | 1.117 | 0 | 0 | 0.84867 | 3.7899 | 0 | 1.1273 | -1.1273 | 4.0066 | 66.7769 | 0.19798 | 3.0987 | 0.038824 | 1.7 | 3.8384
2007-04-20 19:00 | 0 | 0 | 103.225 | 90 | 0 | 0 | 0.96346 | 0.96346 | 1.7 | 0 | 0.5202 | 0.96346 | 0 | 0 | 0 | 0 | 0 | 0 | 0 | 0.73654 | 0.69971 | 2.1012 | 2.6626 | 0.69971 | 0 | 0.69971 | 4.6704 | 77.8404 | 0.19813 | 1.0598 | 0 | 1.7 | 2.6626
2007-04-20 20:00 | 0 | 0 | 106.9317 | 90 | 0 | 0 | 2.7499 | 2.7499 | 1.7 | 0 | 0.5202 | 2.7499 | 0 | 0 | 4.4409e-16 | 0 | 0 | 1.1052 | 1.0499 | 0 | 0 | 1.4015 | 3.2923 | 0 | 1.1052 | -1.1052 | 3.5054 | 58.4239 | 0.19813 | 3.0249 | 0 | 1.7 | 3.2923
2007-04-20 21:00 | 0 | 0 | 112.5978 | 90 | 0 | 0 | 0 | 0 | 1.4526 | 0 | 0.45267 | 0 | 0 | 0 | 0 | 0 | 0 | 0 | 0 | 1.4526 | 1.38 | 2.6295 | 2.1871 | 1.38 | 0 | 1.38 | 4.8146 | 80.2436 | 0.1982 | 0 | 0 | 1.7 | 2.1871
2007-04-20 22:00 | 0 | 0 | 122.2805 | 90 | 0 | 0 | 0.16183 | 0.16183 | 0 | 0 | 0 | 0.16183 | 0 | 0 | 2.7756e-17 | 0 | 0 | 0.17035 | 0.16183 | 0 | 0 | 1.2495 | 3.4291 | 0 | 0.17035 | -0.17035 | 4.6351 | 77.251 | 0.1982 | 0.17801 | 0 | 0 | 3.4291
2007-04-20 23:00 | 0 | 0 | 141.2147 | 90 | 0 | 0 | 0.037965 | 0.037965 | 0 | 0 | 0 | 0.037965 | 0 | 0 | 6.9389e-18 | 0 | 0 | 0.039963 | 0.037965 | 0 | 0 | 1.4388 | 3.2588 | 0 | 0.039963 | -0.039963 | 4.5929 | 76.5489 | 0.1982 | 0.041762 | 0 | 0 | 3.2588
2007-04-21 | 0 | 0 | 177.6845 | 90 | 0 | 0 | 0.29801 | 0.29801 | 0 | 0 | 0 | 0.29801 | 0 | 0 | 5.5511e-17 | 0 | 0 | 0.3137 | 0.29801 | 0 | 0 | 1.4832 | 3.2188 | 0 | 0.3137 | -0.3137 | 4.2623 | 71.0378 | 0.1982 | 0.32781 | 0 | 0 | 3.2188
2007-04-21 01:00 | 0 | 0 | -144.8498 | 90 | 0 | 0 | 0.19644 | 0.19644 | 0 | 0 | 0 | 0.19644 | 0 | 0 | 0 | 0 | 0 | 0.20678 | 0.19644 | 0 | 0 | 1.8317 | 2.9051 | 0 | 0.20678 | -0.20678 | 4.0443 | 67.405 | 0.1982 | 0.21609 | 0 | 0 | 2.9051
2007-04-21 02:00 | 0 | 0 | -124.3194 | 90 | 0 | 0 | 0.20575 | 0.20575 | 0 | 0 | 0 | 0.20575 | 0 | 0 | 2.7756e-17 | 0 | 0 | 0.21658 | 0.20575 | 0 | 0 | 2.0615 | 2.6983 | 0 | 0.21658 | -0.21658 | 3.816 | 63.6002 | 0.1982 | 0.22632 | 0 | 0 | 2.6983
2007-04-21 03:00 | 0 | 0 | -113.8706 | 90 | 0 | 0 | 0.12944 | 0.12944 | 0 | 0 | 0 | 0.12944 | 0 | 0 | 2.7756e-17 | 0 | 0 | 0.13625 | 0.12944 | 0 | 0 | 2.3021 | 2.4818 | 0 | 0.13625 | -0.13625 | 3.6724 | 61.2065 | 0.1982 | 0.14238 | 0 | 0 | 2.4818
2007-04-21 04:00 | 0 | 0 | -107.8354 | 90 | 0 | 0 | 0.13461 | 0.13461 | 0 | 0 | 0 | 0.13461 | 0 | 0 | 0 | 0 | 0 | 0.1417 | 0.13461 | 0 | 0 | 2.4535 | 2.3455 | 0 | 0.1417 | -0.1417 | 3.523 | 58.7172 | 0.1982 | 0.14807 | 0 | 0 | 2.3455
2007-04-21 05:00 | 0 | 0 | -103.9361 | 90 | 0 | 0 | 0.54213 | 0.54213 | 0 | 0 | 0 | 0.54213 | 0 | 0 | 1.1102e-16 | 0 | 0 | 0.57066 | 0.54213 | 0 | 0 | 2.611 | 2.2038 | 0 | 0.57066 | -0.57066 | 2.9215 | 48.6916 | 0.1982 | 0.59634 | 0 | 0 | 2.2038
2007-04-21 06:00 | 0.022045 | 0.95656 | -101.2154 | 90.8047 | 0.01718 | 0.030649 | 0.30232 | 0.30232 | 0 | 0 | 0 | 0.30232 | 10.1382 | 0 | 5.5511e-17 | 0 | 0.030649 | 0.31823 | 0.30232 | 0 | 0 | 3.245 | 1.6332 | 0 | 0.28758 | -0.28758 | 2.6184 | 43.6394 | 0.1982 | 0.33255 | 0.024519 | 0 | 1.6638
2007-04-21 07:00 | 0.19428 | 15.5375 | -99.2347 | 76.0973 | 0.18295 | 0.32638 | 1.5646 | 1.5646 | 1.7 | 0 | 0.5202 | 1.5646 | 20.8597 | 0 | 0 | 0 | 0.32638 | 0 | 0 | 0.13535 | 0.12858 | 3.5646 | 1.3456 | 0.45497 | 0 | 0.45497 | 3.05 | 50.8331 | 0.19828 | 1.7211 | 0.26111 | 1.7 | 1.672
2007-04-21 08:00 | 0.5361 | 30.19 | -97.8011 | 61.4312 | 0.51178 | 0.91301 | 1.8376 | 1.8376 | 1.7 | 0 | 0.5202 | 1.8376 | 49.6837 | 0 | 0 | 0 | 0.91301 | 0.14489 | 0.13765 | 0 | 0 | 3.1096 | 1.7551 | 0.76812 | 0 | 0.76812 | 3.7787 | 62.9781 | 0.19841 | 2.0214 | 0.73041 | 1.7 | 2.6681
2007-04-21 09:00 | 0.72096 | 44.8843 | -96.9017 | 46.8775 | 0.70049 | 1.2497 | 0.84413 | 0.84413 | 1.7 | 0 | 0.5202 | 0.84413 | 148.0423 | 0 | 0 | 0 | 1.2497 | 0 | 0 | 0.85587 | 0.81308 | 2.3415 | 2.4464 | 2.0627 | 0 | 2.0627 | 5.7356 | 95.5929 | 0.19837 | 0.92854 | 0.99974 | 1.7 | 3.696
2007-04-21 10:00 | 0.92377 | 59.5957 | -96.8384 | 32.6141 | 0.90423 | 1.6131 | 1.2928 | 1.2928 | 0.425 | 0 | 0.17213 | 1.2928 | 124.7798 | 0.42095 | 0 | 0 | 1.6131 | 0.91347 | 0.8678 | 0 | 0 | 0.27873 | 4.3028 | 0.27873 | 0 | 0.27873 | 6 | 100 | 0.19827 | 1.4221 | 1.2905 | 1.7 | 5.916
2007-04-21 11:00 | 0.84552 | 74.2755 | -99.4243 | 19.3222 | 0.83215 | 1.4846 | 1.399 | 1.399 | 0.425 | 0 | 0.17213 | 1.399 | 106.1173 | 0.45932 | 0 | 0 | 1.4846 | 1.0252 | 0.97398 | 0 | 0 | 0 | 4.5537 | 0 | 0 | 0 | 6 | 100 | 0.19827 | 1.5389 | 1.1876 | 1.7 | 6.0382
2007-04-21 12:00 | 0.98257 | 87.6485 | -160.0644 | 11.2714 | 0.96672 | 1.7246 | 1.2488 | 1.2488 | 0 | 0 | 0 | 1.2488 | 138.108 | 0.41015 | 0 | 0 | 1.7246 | 1.3145 | 1.2488 | 0 | 0 | 0 | 4.5537 | 0 | 0 | 0 | 6 | 100 | 0.19827 | 1.3736 | 1.3797 | 0 | 6.2783
2007-04-21 13:00 | 0.97921 | 75.8662 | 100.2 | 18.0264 | 0.96238 | 1.7169 | 1.2427 | 1.2427 | 0 | 0 | 0 | 1.2427 | 138.1631 | 0.40883 | 0 | 0 | 1.7169 | 1.3081 | 1.2427 | 0 | 0 | 0 | 4.5537 | 0 | 0 | 0 | 6 | 100 | 0.19827 | 1.3669 | 1.3735 | 0 | 6.2706
2007-04-21 14:00 | 0.8058 | 61.1983 | 96.9226 | 31.0953 | 0.79032 | 1.4099 | 2.1852 | 2.1852 | 0.84577 | 0 | 0.287 | 2.1852 | 64.5216 | 0 | 0 | 0 | 1.4099 | 1.4099 | 1.3394 | 0 | 0 | 0 | 4.5537 | 0 | 0 | 0 | 6 | 100 | 0.19827 | 2.4037 | 1.1279 | 1.7 | 5.9636
2007-04-21 15:00 | 0.66499 | 46.487 | 96.8434 | 45.304 | 0.64804 | 1.1561 | 2.0768 | 2.0768 | 0.97847 | 0 | 0.32322 | 2.0768 | 55.6686 | 0 | 0 | 0 | 1.1561 | 1.1561 | 1.0983 | 0 | 0 | 0 | 4.5537 | 0 | 0 | 0 | 6 | 100 | 0.19827 | 2.2845 | 0.92489 | 1.7 | 5.7098
2007-04-21 16:00 | 0.429 | 31.7895 | 97.6755 | 59.8381 | 0.41461 | 0.73966 | 1.5249 | 1.5249 | 0.82224 | 0 | 0.28057 | 1.5249 | 48.5048 | 0 | 0 | 0 | 0.73966 | 0.73966 | 0.70268 | 0 | 0 | 0 | 4.5537 | 0 | 0 | 0 | 6 | 100 | 0.19827 | 1.6774 | 0.59173 | 1.7 | 5.2933
2007-04-21 17:00 | 0.16048 | 17.1313 | 99.0537 | 74.4963 | 0.15664 | 0.27945 | 0 | 0 | 0 | 0 | 0 | 0 | 0 | 0.27945 | 0 | 0 | 0.27945 | 0 | 0 | 0 | 0 | 0 | 4.5537 | 0 | 0 | 0 | 6 | 100 | 0.19827 | 0 | 0.22356 | 0 | 4.8331
2007-04-21 18:00 | 0.037376 | 2.5407 | 100.9688 | 89.2015 | 0.027075 | 0.048302 | 4.1059 | 3.08 | 1.7 | 0 | 0.5202 | 3.08 | 1.5682 | 0 | 1.0259 | 1.4365 | 0.048302 | 1.4526 | 1.38 | 0 | 0 | 0 | 4.5537 | 0 | 1.4043 | -1.4043 | 4.5197 | 75.3285 | 0.19827 | 4.5165 | 0.038642 | 1.7 | 4.602
2007-04-21 19:00 | 0 | 0 | 103.5932 | 90 | 0 | 0 | 1.1169 | 1.1169 | 1.7 | 0 | 0.5202 | 1.1169 | 0 | 0 | 0 | 0 | 0 | 0 | 0 | 0.58306 | 0.55391 | 1.5604 | 3.1494 | 0.55391 | 0 | 0.55391 | 5.0452 | 84.0865 | 0.19839 | 1.2286 | 0 | 1.7 | 3.1494
2007-04-21 20:00 | 0 | 0 | 107.3309 | 90 | 0 | 0 | 0.17862 | 0.17862 | 0 | 0 | 0 | 0.17862 | 0 | 0 | 0 | 0 | 0 | 0.18802 | 0.17862 | 0 | 0 | 1.0065 | 3.6479 | 0 | 0.18802 | -0.18802 | 4.847 | 80.7834 | 0.19839 | 0.19648 | 0 | 0 | 3.6479
2007-04-21 21:00 | 0 | 0 | 113.058 | 90 | 0 | 0 | 2.5391 | 2.5391 | 1.7 | 0 | 0.5202 | 2.5391 | 0 | 0 | 0 | 0 | 0 | 0.88329 | 0.83913 | 0 | 0 | 1.2154 | 3.4599 | 0 | 0.88329 | -0.88329 | 3.9159 | 65.2655 | 0.19839 | 2.793 | 0 | 1.7 | 3.4599
2007-04-21 22:00 | 0 | 0 | 122.837 | 90 | 0 | 0 | 0.22834 | 0.22834 | 1.681 | 0 | 0.51501 | 0.22834 | 0 | 2.2204e-16 | 0 | 0 | 0 | 0 | 0 | 1.4526 | 1.38 | 2.1968 | 2.5766 | 1.38 | 0 | 1.38 | 5.2251 | 87.0852 | 0.19858 | 0.25118 | 0 | 1.7 | 2.5766
2007-04-21 23:00 | 0 | 0 | 141.8356 | 90 | 0 | 0 | 0.12312 | 0.12312 | 0 | 0 | 0 | 0.12312 | 0 | 0 | 1.3878e-17 | 0 | 0 | 0.1296 | 0.12312 | 0 | 0 | 0.81681 | 3.8186 | 0 | 0.1296 | -0.1296 | 5.0885 | 84.8083 | 0.19858 | 0.13544 | 0 | 0 | 3.8186
2007-04-22 | 0 | 0 | 177.8819 | 90 | 0 | 0 | 0.58123 | 0.58123 | 0 | 0 | 0 | 0.58123 | 0 | 0 | 0 | 0 | 0 | 0.61182 | 0.58123 | 0 | 0 | 0.96081 | 3.689 | 0 | 0.61182 | -0.61182 | 4.4436 | 74.0596 | 0.19858 | 0.63936 | 0 | 0 | 3.689
2007-04-22 01:00 | 0 | 0 | -145.2274 | 90 | 0 | 0 | 0 | 0 | 0 | 0 | 0 | 0 | 0 | 0 | 0 | 0 | 0 | 0 | 0 | 0 | 0 | 1.6406 | 3.0771 | 0 | 0 | 0 | 4.4436 | 74.0596 | 0.19858 | 0 | 0 | 0 | 3.0771
2007-04-22 02:00 | 0 | 0 | -124.7704 | 90 | 0 | 0 | 0 | 0 | 0 | 0 | 0 | 0 | 0 | 0 | 0 | 0 | 0 | 0 | 0 | 0 | 0 | 1.6406 | 3.0771 | 0 | 0 | 0 | 4.4436 | 74.0596 | 0.19858 | 0 | 0 | 0 | 3.0771
2007-04-22 03:00 | 0 | 0 | -114.2751 | 90 | 0 | 0 | 0 | 0 | 0 | 0 | 0 | 0 | 0 | 0 | 0 | 0 | 0 | 0 | 0 | 0 | 0 | 1.6406 | 3.0771 | 0 | 0 | 0 | 4.4436 | 74.0596 | 0.19858 | 0 | 0 | 0 | 3.0771
2007-04-22 04:00 | 0 | 0 | -108.1992 | 90 | 0 | 0 | 0.30674 | 0.30674 | 0 | 0 | 0 | 0.30674 | 0 | 0 | 5.5511e-17 | 0 | 0 | 0.32288 | 0.30674 | 0 | 0 | 1.6406 | 3.0771 | 0 | 0.32288 | -0.32288 | 4.1032 | 68.3872 | 0.19858 | 0.33741 | 0 | 0 | 3.0771
2007-04-22 05:00 | 0 | 0 | -104.2784 | 90 | 0 | 0 | 0.1666 | 0.1666 | 0 | 0 | 0 | 0.1666 | 0 | 0 | 2.7756e-17 | 0 | 0 | 0.17537 | 0.1666 | 0 | 0 | 1.9994 | 2.7543 | 0 | 0.17537 | -0.17537 | 3.9184 | 65.3064 | 0.19858 | 0.18326 | 0 | 0 | 2.7543
2007-04-22 06:00 | 0.033645 | 1.0663 | -101.5552 | 90.7486 | 0.0099573 | 0.017764 | 0.28152 | 0.28152 | 0 | 0 | 0 | 0.28152 | 6.3099 | 0 | 0 | 0 | 0.017764 | 0.29634 | 0.28152 | 0 | 0 | 2.1942 | 2.5789 | 0 | 0.27858 | -0.27858 | 3.6247 | 60.4123 | 0.19858 | 0.30968 | 0.014211 | 0 | 2.5967
2007-04-22 07:00 | 0.23341 | 15.6311 | -99.5924 | 76.0599 | 0.21372 | 0.38128 | 1.4849 | 1.4849 | 1.7 | 0 | 0.5202 | 1.4849 | 25.6776 | 0 | 0 | 0 | 0.38128 | 0 | 0 | 0.21511 | 0.20435 | 2.5038 | 2.3003 | 0.58564 | 0 | 0.58564 | 4.1803 | 69.672 | 0.19868 | 1.6334 | 0.30503 | 1.7 | 2.6816
2007-04-22 08:00 | 0.47332 | 30.2689 | -98.2041 | 61.4152 | 0.45241 | 0.80709 | 0 | 0 | 1.1695 | 0 | 0.37537 | 0 | 0 | 0 | 0 | 0 | 0.80709 | 0 | 0 | 1.1695 | 1.111 | 1.9181 | 2.8274 | 1.9181 | 0 | 1.9181 | 6 | 100 | 0.19841 | 0 | 0.64567 | 1.7 | 3.6345
2007-04-22 09:00 | 0.60484 | 44.9482 | -97.3977 | 46.89 | 0.58937 | 1.0514 | 1.6493 | 1.6493 | 0.65043 | 0 | 0.23367 | 1.6493 | 63.7507 | 0 | 0 | 0 | 1.0514 | 1.0514 | 0.99886 | 0 | 0 | 0 | 4.5537 | 0 | 0 | 0 | 6 | 100 | 0.19841 | 1.8142 | 0.84114 | 1.7 | 5.6051
2007-04-22 10:00 | 0.6706 | 59.641 | -97.5386 | 32.673 | 0.65937 | 1.1763 | 1.1818 | 1.1818 | 0 | 0 | 0 | 1.1818 | 99.5325 | 0 | 0 | 0 | 1.1763 | 1.244 | 1.1818 | 0 | 0 | 0 | 4.5537 | 0 | 0.067728 | -0.067728 | 5.9286 | 98.8101 | 0.19841 | 1.3 | 0.94105 | 0 | 5.73
2007-04-22 11:00 | 0.8523 | 74.2857 | -100.7416 | 19.4793 | 0.83801 | 1.495 | 0 | 0 | 0 | 0 | 0 | 0 | 0 | 1.4198 | 0 | 0 | 1.495 | 0 | 0 | 0 | 0 | 0.075253 | 4.486 | 0.075253 | 0 | 0.075253 | 6 | 100 | 0.19838 | 0 | 1.196 | 0 | 5.981
2007-04-22 12:00 | 0.83762 | 87.3305 | -163.7801 | 11.6195 | 0.82516 | 1.4721 | 0.02066 | 0.02066 | 0 | 0 | 0 | 0.02066 | 7125.237 | 1.4503 | 0 | 0 | 1.4721 | 0.021748 | 0.02066 | 0 | 0 | 0 | 4.5537 | 0 | 0 | 0 | 6 | 100 | 0.19838 | 0.022726 | 1.1777 | 0 | 6.0258
2007-04-22 13:00 | 0.89478 | 75.7603 | 101.5911 | 18.2871 | 0.87939 | 1.5688 | 3.9456 | 3.08 | 1.7 | 0 | 0.5202 | 3.08 | 50.9359 | 0.11619 | 0.86562 | 1.2602 | 1.5688 | 1.4526 | 1.38 | 0 | 0 | 0 | 4.5537 | 0 | 0 | 0 | 6 | 100 | 0.19838 | 4.3402 | 1.2551 | 1.7 | 6.1225
2007-04-22 14:00 | 0.84985 | 61.1308 | 97.6495 | 31.2651 | 0.83202 | 1.4843 | 1.7733 | 1.7733 | 0.425 | 0 | 0.17213 | 1.7733 | 83.7064 | 0.065113 | 0 | 0 | 1.4843 | 1.4192 | 1.3483 | 0 | 0 | 0 | 4.5537 | 0 | 0 | 0 | 6 | 100 | 0.19838 | 1.9506 | 1.1875 | 1.7 | 6.038
2007-04-22 15:00 | 0.63437 | 46.4388 | 97.357 | 45.4285 | 0.61827 | 1.103 | 2.1562 | 2.1562 | 1.1083 | 0 | 0.35867 | 2.1562 | 51.155 | 0 | 0 | 0 | 1.103 | 1.103 | 1.0478 | 0 | 0 | 0 | 4.5537 | 0 | 0 | 0 | 6 | 100 | 0.19838 | 2.3718 | 0.88239 | 1.7 | 5.6567
2007-04-22 16:00 | 0.37236 | 31.7567 | 98.0937 | 59.9343 | 0.36248 | 0.64666 | 0.55339 | 0.55339 | 0 | 0 | 0 | 0.55339 | 116.8539 | 0.064142 | 0 | 0 | 0.64666 | 0.58251 | 0.55339 | 0 | 0 | 0 | 4.5537 | 0 | 0 | 0 | 6 | 100 | 0.19838 | 0.60873 | 0.51733 | 0 | 5.2003
2007-04-22 17:00 | 0.18108 | 17.1134 | 99.4268 | 74.5712 | 0.17467 | 0.31161 | 0 | 0 | 0 | 0 | 0 | 0 | 0 | 0.31161 | 0 | 0 | 0.31161 | 0 | 0 | 0 | 0 | 0 | 4.5537 | 0 | 0 | 0 | 6 | 100 | 0.19838 | 0 | 0.24928 | 0 | 4.8653
2007-04-22 18:00 | 0.028681 | 2.5394 | 101.3261 | 89.2578 | 0.025429 | 0.045365 | 2.0845 | 2.0845 | 1.7 | 0 | 0.5202 | 2.0845 | 2.1763 | 5.5511e-17 | 0 | 0 | 0.045365 | 0.40471 | 0.38447 | 0 | 0 | 0 | 4.5537 | 0 | 0.35934 | -0.35934 | 5.6212 | 93.687 | 0.19838 | 2.2929 | 0.036292 | 1.7 | 4.5991
2007-04-22 19:00 | 0 | 0 | 103.9576 | 90 | 0 | 0 | 0 | 0 | 0 | 0 | 0 | 0 | 0 | 0 | 0 | 0 | 0 | 0 | 0 | 0 | 0 | 0.39927 | 4.1943 | 0 | 0 | 0 | 5.6212 | 93.687 | 0.19838 | 0 | 0 | 0 | 4.1943
2007-04-22 20:00 | 0 | 0 | 107.7256 | 90 | 0 | 0 | 0.6586 | 0.6586 | 0 | 0 | 0 | 0.6586 | 0 | 0 | 0 | 0 | 0 | 0.69326 | 0.6586 | 0 | 0 | 0.39927 | 4.1943 | 0 | 0.69326 | -0.69326 | 4.8905 | 81.5077 | 0.19838 | 0.72446 | 0 | 0 | 4.1943
2007-04-22 21:00 | 0 | 0 | 113.5121 | 90 | 0 | 0 | 1.3549 | 1.3549 | 1.7 | 0 | 0.5202 | 1.3549 | 0 | 0 | 0 | 0 | 0 | 0 | 0 | 0.34514 | 0.32789 | 1.1696 | 3.5011 | 0.32789 | 0 | 0.32789 | 5.2015 | 86.692 | 0.19845 | 1.4903 | 0 | 1.7 | 3.5011
2007-04-22 22:00 | 0 | 0 | 123.3833 | 90 | 0 | 0 | 0.43627 | 0.43627 | 0 | 0 | 0 | 0.43627 | 0 | 0 | 5.5511e-17 | 0 | 0 | 0.45924 | 0.43627 | 0 | 0 | 0.84167 | 3.7962 | 0 | 0.45924 | -0.45924 | 4.7175 | 78.6241 | 0.19845 | 0.4799 | 0 | 0 | 3.7962
2007-04-22 23:00 | 0 | 0 | 142.4374 | 90 | 0 | 0 | 0 | 0 | 0 | 0 | 0 | 0 | 0 | 0 | 0 | 0 | 0 | 0 | 0 | 0 | 0 | 1.3519 | 3.3369 | 0 | 0 | 0 | 4.7175 | 78.6241 | 0.19845 | 0 | 0 | 0 | 3.3369
2007-04-23 | 0 | 0 | 178.067 | 90 | 0 | 0 | 0.29755 | 0.29755 | 0 | 0 | 0 | 0.29755 | 0 | 0 | 5.5511e-17 | 0 | 0 | 0.31321 | 0.29755 | 0 | 0 | 1.3519 | 3.3369 | 0 | 0.31321 | -0.31321 | 4.3873 | 73.1215 | 0.19845 | 0.32731 | 0 | 0 | 3.3369
2007-04-23 01:00 | 0 | 0 | -145.5953 | 90 | 0 | 0 | 0.33638 | 0.33638 | 0 | 0 | 0 | 0.33638 | 0 | 0 | 0 | 0 | 0 | 0.35408 | 0.33638 | 0 | 0 | 1.6999 | 3.0237 | 0 | 0.35408 | -0.35408 | 4.0141 | 66.9009 | 0.19845 | 0.37002 | 0 | 0 | 3.0237
2007-04-23 02:00 | 0 | 0 | -125.2132 | 90 | 0 | 0 | 0.15082 | 0.15082 | 0 | 0 | 0 | 0.15082 | 0 | 0 | 2.7756e-17 | 0 | 0 | 0.15876 | 0.15082 | 0 | 0 | 2.0934 | 2.6697 | 0 | 0.15876 | -0.15876 | 3.8467 | 64.1118 | 0.19845 | 0.1659 | 0 | 0 | 2.6697
2007-04-23 03:00 | 0 | 0 | -114.6741 | 90 | 0 | 0 | 0.30622 | 0.30622 | 0 | 0 | 0 | 0.30622 | 0 | 0 | 5.5511e-17 | 0 | 0 | 0.32234 | 0.30622 | 0 | 0 | 2.2698 | 2.5109 | 0 | 0.32234 | -0.32234 | 3.5069 | 58.449 | 0.19845 | 0.33684 | 0 | 0 | 2.5109
2007-04-23 04:00 | 0 | 0 | -108.559 | 90 | 0 | 0 | 0.30344 | 0.30344 | 0 | 0 | 0 | 0.30344 | 0 | 0 | 5.5511e-17 | 0 | 0 | 0.31941 | 0.30344 | 0 | 0 | 2.6279 | 2.1886 | 0 | 0.31941 | -0.31941 | 3.1703 | 52.8375 | 0.19845 | 0.33379 | 0 | 0 | 2.1886
2007-04-23 05:00 | 0 | 0 | -104.6173 | 90 | 0 | 0 | 0.59946 | 0.59946 | 0 | 0 | 0 | 0.59946 | 0 | 0 | 0 | 0 | 0 | 0.63101 | 0.59946 | 0 | 0 | 2.9828 | 1.8691 | 0 | 0.63101 | -0.63101 | 2.5051 | 41.7518 | 0.19845 | 0.6594 | 0 | 0 | 1.8691
2007-04-23 06:00 | 0.032606 | 1.1734 | -101.892 | 90.6945 | 0.012187 | 0.021742 | 0.37629 | 0.37629 | 0 | 0 | 0 | 0.37629 | 5.7782 | 0 | 5.5511e-17 | 0 | 0.021742 | 0.39609 | 0.37629 | 0 | 0 | 3.6839 | 1.2381 | 0 | 0.37435 | -0.37435 | 2.1105 | 35.1752 | 0.19845 | 0.41391 | 0.017394 | 0 | 1.2599
2007-04-23 07:00 | 0.22352 | 15.7217 | -99.9471 | 76.0249 | 0.20558 | 0.36676 | 2.7163 | 2.7163 | 1.7 | 0 | 0.5202 | 2.7163 | 13.5022 | 0 | 0 | 0.39766 | 0.36676 | 1.0698 | 1.0163 | 0 | 0 | 4.0999 | 0.86379 | 0 | 0.70304 | -0.70304 | 1.3694 | 22.8241 | 0.19845 | 2.9879 | 0.29341 | 1.7 | 1.2306
2007-04-23 08:00 | 0.5127 | 30.3443 | -98.6039 | 61.402 | 0.48807 | 0.87071 | 1.8694 | 1.8694 | 1.7 | 0 | 0.5202 | 1.8694 | 46.5765 | 0 | 0 | 0.038217 | 0.87071 | 0.17834 | 0.16942 | 0 | 0 | 4.881 | 0.16075 | 0.69237 | 0 | 0.69237 | 2.0263 | 33.7714 | 0.19856 | 2.0564 | 0.69657 | 1.7 | 1.0315
2007-04-23 09:00 | 0.53762 | 45.0079 | -97.8901 | 46.9059 | 0.52575 | 0.93794 | 0.96151 | 0.96151 | 1.7 | 0 | 0.5202 | 0.96151 | 97.549 | -1.1102e-16 | 0 | 0 | 0.93794 | 0 | 0 | 0.73849 | 0.70157 | 4.1887 | 0.78389 | 1.6395 | 0 | 1.6395 | 3.5817 | 59.6943 | 0.19867 | 1.0577 | 0.75035 | 1.7 | 1.7218
2007-04-23 10:00 | 0.69621 | 59.6808 | -98.2337 | 32.736 | 0.68334 | 1.2191 | 2.4002 | 2.4002 | 1.7 | 0 | 0.5202 | 2.4002 | 50.7896 | 0 | 0 | 0 | 1.2191 | 0.7371 | 0.70024 | 0 | 0 | 2.5492 | 2.2594 | 0.48198 | 0 | 0.48198 | 4.0389 | 67.315 | 0.19874 | 2.6403 | 0.97526 | 1.7 | 3.4785
2007-04-23 11:00 | 0.66923 | 74.2865 | -102.0462 | 19.641 | 0.6609 | 1.179 | 0 | 0 | 0.93489 | 0 | 0.31132 | 0 | 0 | 0 | 0 | 0 | 1.179 | 0 | 0 | 0.93489 | 0.88814 | 2.0672 | 2.6932 | 2.0672 | 0 | 2.0672 | 6 | 100 | 0.1983 | 0 | 0.94323 | 1.7 | 3.8723
2007-04-23 12:00 | 0.91081 | 87.0066 | -166.6429 | 11.9647 | 0.89531 | 1.5972 | 0.40749 | 0.40749 | 0 | 0 | 0 | 0.40749 | 391.9641 | 1.1683 | 0 | 0 | 1.5972 | 0.42894 | 0.40749 | 0 | 0 | 0 | 4.5537 | 0 | 0 | 0 | 6 | 100 | 0.1983 | 0.44824 | 1.2778 | 0 | 6.1509
2007-04-23 13:00 | 0.96515 | 75.649 | 102.9493 | 18.5472 | 0.94686 | 1.6892 | 0.52661 | 0.52661 | 0 | 0 | 0 | 0.52661 | 320.7688 | 1.1349 | 0 | 0 | 1.6892 | 0.55433 | 0.52661 | 0 | 0 | 0 | 4.5537 | 0 | 0 | 0 | 6 | 100 | 0.1983 | 0.57927 | 1.3514 | 0 | 6.2429
2007-04-23 14:00 | 0.96958 | 61.0617 | 98.3664 | 31.4346 | 0.94748 | 1.6903 | 1.1179 | 1.1179 | 0 | 0 | 0 | 1.1179 | 151.2012 | 0.51355 | 0 | 0 | 1.6903 | 1.1768 | 1.1179 | 0 | 0 | 0 | 4.5537 | 0 | 0 | 0 | 6 | 100 | 0.1983 | 1.2297 | 1.3522 | 0 | 6.244
2007-04-23 15:00 | 0.77491 | 46.3903 | 97.8646 | 45.5522 | 0.75157 | 1.3408 | 0.016883 | 0.016883 | 0 | 0 | 0 | 0.016883 | 7941.952 | 1.323 | 0 | 0 | 1.3408 | 0.017771 | 0.016883 | 0 | 0 | 0 | 4.5537 | 0 | 0 | 0 | 6 | 100 | 0.1983 | 0.018571 | 1.0726 | 0 | 5.8945
2007-04-23 16:00 | 0.36118 | 31.7243 | 98.5074 | 60.0293 | 0.35187 | 0.62774 | 1.4276 | 1.4276 | 0.83127 | 0 | 0.28304 | 1.4276 | 43.9709 | 1.1102e-16 | 0 | 0 | 0.62774 | 0.62774 | 0.59635 | 0 | 0 | 0 | 4.5537 | 0 | 0 | 0 | 6 | 100 | 0.1983 | 1.5704 | 0.50219 | 1.7 | 5.1814
2007-04-23 17:00 | 0.22643 | 17.0966 | 99.7961 | 74.6445 | 0.21185 | 0.37795 | 2.2447 | 2.2447 | 1.7 | 0 | 0.5202 | 2.2447 | 16.8372 | 0 | 0 | 0 | 0.37795 | 0.57339 | 0.54473 | 0 | 0 | 0 | 4.5537 | 0 | 0.19545 | -0.19545 | 5.794 | 96.5664 | 0.1983 | 2.4692 | 0.30236 | 1.7 | 4.9316
2007-04-23 18:00 | 0.028945 | 2.5395 | 101.6798 | 89.312 | 0.025432 | 0.04537 | 2.6776 | 2.6776 | 1.7 | 0 | 0.5202 | 2.6776 | 1.6945 | 0 | 0 | 0 | 0.04537 | 1.029 | 0.97755 | 0 | 0 | 0.21716 | 4.3582 | 0 | 0.98364 | -0.98364 | 4.7572 | 79.2857 | 0.1983 | 2.9453 | 0.036296 | 1.7 | 4.4036
2007-04-23 19:00 | 0 | 0 | 104.3181 | 90 | 0 | 0 | 1.3787 | 1.3787 | 1.7 | 0 | 0.5202 | 1.3787 | 0 | 0 | 0 | 0 | 0 | 0 | 0 | 0.32134 | 0.30527 | 1.3101 | 3.3746 | 0.30527 | 0 | 0.30527 | 5.0468 | 84.1125 | 0.19836 | 1.5165 | 0 | 1.7 | 3.3746
2007-04-23 20:00 | 0 | 0 | 108.1158 | 90 | 0 | 0 | 0.6592 | 0.6592 | 0 | 0 | 0 | 0.6592 | 0 | 0 | 0 | 0 | 0 | 0.69389 | 0.6592 | 0 | 0 | 1.0048 | 3.6494 | 0 | 0.69389 | -0.69389 | 4.3153 | 71.9221 | 0.19836 | 0.72512 | 0 | 0 | 3.6494
2007-04-23 21:00 | 0 | 0 | 113.96 | 90 | 0 | 0 | 0.40681 | 0.40681 | 0 | 0 | 0 | 0.40681 | 0 | 0 | 5.5511e-17 | 0 | 0 | 0.42822 | 0.40681 | 0 | 0 | 1.7758 | 2.9555 | 0 | 0.42822 | -0.42822 | 3.8639 | 64.399 | 0.19836 | 0.44749 | 0 | 0 | 2.9555
2007-04-23 22:00 | 0 | 0 | 123.9194 | 90 | 0 | 0 | 0.011711 | 0.011711 | 0 | 0 | 0 | 0.011711 | 0 | 0 | 0 | 0 | 0 | 0.012327 | 0.011711 | 0 | 0 | 2.2516 | 2.5272 | 0 | 0.012327 | -0.012327 | 3.851 | 64.1824 | 0.19836 | 0.012882 | 0 | 0 | 2.5272
2007-04-23 23:00 | 0 | 0 | 143.0203 | 90 | 0 | 0 | 0.19584 | 0.19584 | 0 | 0 | 0 | 0.19584 | 0 | 0 | 2.7756e-17 | 0 | 0 | 0.20615 | 0.19584 | 0 | 0 | 2.2653 | 2.5149 | 0 | 0.20615 | -0.20615 | 3.6337 | 60.5607 | 0.19836 | 0.21543 | 0 | 0 | 2.5149
2007-04-24 | 0 | 0 | 178.2403 | 90 | 0 | 0 | 0.19756 | 0.19756 | 0 | 0 | 0 | 0.19756 | 0 | 0 | 2.7756e-17 | 0 | 0 | 0.20796 | 0.19756 | 0 | 0 | 2.4944 | 2.3088 | 0 | 0.20796 | -0.20796 | 3.4144 | 56.9073 | 0.19836 | 0.21732 | 0 | 0 | 2.3088
2007-04-24 01:00 | 0 | 0 | -145.9541 | 90 | 0 | 0 | 0.1147 | 0.1147 | 0 | 0 | 0 | 0.1147 | 0 | 0 | 1.3878e-17 | 0 | 0 | 0.12074 | 0.1147 | 0 | 0 | 2.7254 | 2.1008 | 0 | 0.12074 | -0.12074 | 3.2872 | 54.7861 | 0.19836 | 0.12617 | 0 | 0 | 2.1008
2007-04-24 02:00 | 0 | 0 | -125.6479 | 90 | 0 | 0 | 0.14235 | 0.14235 | 0 | 0 | 0 | 0.14235 | 0 | 0 | 2.7756e-17 | 0 | 0 | 0.14984 | 0.14235 | 0 | 0 | 2.8596 | 1.9801 | 0 | 0.14984 | -0.14984 | 3.1292 | 52.1536 | 0.19836 | 0.15659 | 0 | 0 | 1.9801
2007-04-24 03:00 | 0 | 0 | -115.0677 | 90 | 0 | 0 | 0.29457 | 0.29457 | 0 | 0 | 0 | 0.29457 | 0 | 0 | 0 | 0 | 0 | 0.31008 | 0.29457 | 0 | 0 | 3.0261 | 1.8302 | 0 | 0.31008 | -0.31008 | 2.8024 | 46.7061 | 0.19836 | 0.32403 | 0 | 0 | 1.8302
2007-04-24 04:00 | 0 | 0 | -108.9146 | 90 | 0 | 0 | 0.24479 | 0.24479 | 0 | 0 | 0 | 0.24479 | 0 | 0 | 0 | 0 | 0 | 0.25767 | 0.24479 | 0 | 0 | 3.3706 | 1.5201 | 0 | 0.25767 | -0.25767 | 2.5308 | 42.1793 | 0.19836 | 0.26927 | 0 | 0 | 1.5201
2007-04-24 05:00 | 0 | 0 | -104.9528 | 90 | 0 | 0 | 0.14084 | 0.14084 | 0 | 0 | 0 | 0.14084 | 0 | 0 | 0 | 0 | 0 | 0.14825 | 0.14084 | 0 | 0 | 3.6569 | 1.2625 | 0 | 0.14825 | -0.14825 | 2.3745 | 39.5748 | 0.19836 | 0.15492 | 0 | 0 | 1.2625
2007-04-24 06:00 | 0.023905 | 1.2778 | -102.2257 | 90.6425 | 0.01846 | 0.032932 | 0.29374 | 0.29374 | 0 | 0 | 0 | 0.29374 | 11.2116 | 0 | 0 | 0 | 0.032932 | 0.3092 | 0.29374 | 0 | 0 | 3.8216 | 1.1142 | 0 | 0.27626 | -0.27626 | 2.0833 | 34.7213 | 0.19836 | 0.32311 | 0.026346 | 0 | 1.1471
2007-04-24 07:00 | 0.13809 | 15.8094 | -100.2987 | 75.9923 | 0.13497 | 0.24079 | 0.77907 | 0.77907 | 1.7 | 0 | 0.5202 | 0.77907 | 30.9077 | 0 | 0 | 0 | 0.24079 | 0 | 0 | 0.92093 | 0.87489 | 4.1286 | 0.83795 | 1.1157 | 0 | 1.1157 | 3.1417 | 52.3617 | 0.19858 | 0.85697 | 0.19263 | 1.7 | 1.0787
2007-04-24 08:00 | 0.43573 | 30.4163 | -99.0004 | 61.3916 | 0.41705 | 0.74402 | 0 | 0 | 1.4526 | 0 | 0.45267 | 0 | 0 | 0 | 0 | 0 | 0.74402 | 0 | 0 | 1.4526 | 1.38 | 3.0129 | 1.8421 | 2.124 | 0 | 2.124 | 5.1567 | 85.9454 | 0.19839 | 0 | 0.59522 | 1.7 | 2.5861
2007-04-24 09:00 | 0.39793 | 45.0633 | -98.3784 | 46.9252 | 0.39313 | 0.70134 | 0.74547 | 0.74547 | 0 | 0 | 0 | 0.74547 | 94.0805 | 0 | 0 | 0 | 0.70134 | 0.78471 | 0.74547 | 0 | 0 | 0.88889 | 3.7537 | 0 | 0.083364 | -0.083364 | 5.0689 | 84.4808 | 0.19839 | 0.82002 | 0.56108 | 0 | 4.455
2007-04-24 10:00 | 0.54591 | 59.7149 | -98.9231 | 32.803 | 0.53913 | 0.9618 | 1.6861 | 1.6861 | 1.7 | 0 | 0.5202 | 1.6861 | 57.0447 | 0 | 0 | 0 | 0.9618 | 0 | 0 | 0.013946 | 0.013249 | 0.98152 | 3.6703 | 0.97505 | 0 | 0.97505 | 5.9939 | 99.8978 | 0.19854 | 1.8547 | 0.76944 | 1.7 | 4.6321
2007-04-24 11:00 | 0.82955 | 74.2781 | -103.3361 | 19.807 | 0.81472 | 1.4535 | 0.36546 | 0.36546 | 0 | 0 | 0 | 0.36546 | 397.7117 | 1.0623 | 0 | 0 | 1.4535 | 0.38469 | 0.36546 | 0 | 0 | 0.0064662 | 4.5479 | 0.0064662 | 0 | 0.0064662 | 6 | 100 | 0.19854 | 0.402 | 1.1628 | 0 | 6.0013
2007-04-24 12:00 | 0.84613 | 86.6798 | -168.8955 | 12.3071 | 0.83213 | 1.4845 | 0.41961 | 0.41961 | 0 | 0 | 0 | 0.41961 | 353.7845 | 1.0428 | 0 | 0 | 1.4845 | 0.4417 | 0.41961 | 0 | 0 | 0 | 4.5537 | 0 | 0 | 0 | 6 | 100 | 0.19854 | 0.46157 | 1.1876 | 0 | 6.0382
2007-04-24 13:00 | 0.96784 | 75.5329 | 104.2742 | 18.8064 | 0.94859 | 1.6923 | 0.26704 | 0.26704 | 0 | 0 | 0 | 0.26704 | 633.7087 | 1.4112 | 0 | 0 | 1.6923 | 0.2811 | 0.26704 | 0 | 0 | 0 | 4.5537 | 0 | 0 | 0 | 6 | 100 | 0.19854 | 0.29375 | 1.3538 | 0 | 6.246
2007-04-24 14:00 | 0.6307 | 60.991 | 99.0731 | 31.6037 | 0.62078 | 1.1075 | 0 | 0 | 0 | 0 | 0 | 0 | 0 | 1.1075 | 0 | 0 | 1.1075 | 0 | 0 | 0 | 0 | 0 | 4.5537 | 0 | 0 | 0 | 6 | 100 | 0.19854 | 0 | 0.88598 | 0 | 5.6612
2007-04-24 15:00 | 0.52283 | 46.3416 | 98.3662 | 45.675 | 0.51226 | 0.91386 | 0.51727 | 0.51727 | 0 | 0 | 0 | 0.51727 | 176.6721 | 0.36937 | 0 | 0 | 0.91386 | 0.54449 | 0.51727 | 0 | 0 | 0 | 4.5537 | 0 | 0 | 0 | 6 | 100 | 0.19854 | 0.56899 | 0.73109 | 0 | 5.4676
2007-04-24 16:00 | 0.2749 | 31.6925 | 98.9166 | 60.1229 | 0.27118 | 0.48378 | 0.32931 | 0.32931 | 0 | 0 | 0 | 0.32931 | 146.9076 | 0.13714 | 0 | 0 | 0.48378 | 0.34664 | 0.32931 | 0 | 0 | 0 | 4.5537 | 0 | 0 | 0 | 6 | 100 | 0.19854 | 0.36224 | 0.38702 | 0 | 5.0375
2007-04-24 17:00 | 0.12636 | 17.0808 | 100.1614 | 74.7161 | 0.1247 | 0.22246 | 0.71447 | 0.71447 | 0 | 0 | 0 | 0.71447 | 31.1364 | 0 | 0 | 0 | 0.22246 | 0.75207 | 0.71447 | 0 | 0 | 0 | 4.5537 | 0 | 0.52961 | -0.52961 | 5.4418 | 90.6957 | 0.19854 | 0.78592 | 0.17797 | 0 | 4.7761
2007-04-24 18:00 | 0.037672 | 2.541 | 102.0297 | 89.3642 | 0.025937 | 0.046271 | 1.3145 | 1.3145 | 1.7 | 0 | 0.5202 | 1.3145 | 3.52 | 0 | 0 | 0 | 0.046271 | 0 | 0 | 0.3855 | 0.36622 | 0.58846 | 4.0241 | 0.41249 | 0 | 0.41249 | 5.8331 | 97.2177 | 0.19862 | 1.446 | 0.037017 | 1.7 | 4.0703
2007-04-24 19:00 | 0 | 0 | 104.6746 | 90 | 0 | 0 | 1.8262 | 1.8262 | 1.7 | 0 | 0.5202 | 1.8262 | 0 | 0 | 0 | 0 | 0 | 0.13283 | 0.12619 | 0 | 0 | 0.17597 | 4.3953 | 0 | 0.13283 | -0.13283 | 5.6931 | 94.8841 | 0.19862 | 2.0088 | 0 | 1.7 | 4.3953
2007-04-24 20:00 | 0 | 0 | 108.5012 | 90 | 0 | 0 | 0 | 0 | 0 | 0 | 0 | 0 | 0 | 0 | 0 | 0 | 0 | 0 | 0 | 0 | 0 | 0.32356 | 4.2625 | 0 | 0 | 0 | 5.6931 | 94.8841 | 0.19862 | 0 | 0 | 0 | 4.2625
2007-04-24 21:00 | 0 | 0 | 114.4014 | 90 | 0 | 0 | 2.4667 | 2.4667 | 1.7 | 0 | 0.5202 | 2.4667 | 0 | 0 | 0 | 0 | 0 | 0.80704 | 0.76669 | 0 | 0 | 0.32356 | 4.2625 | 0 | 0.80704 | -0.80704 | 4.8424 | 80.706 | 0.19862 | 2.7134 | 0 | 1.7 | 4.2625
2007-04-24 22:00 | 0 | 0 | 124.4452 | 90 | 0 | 0 | 0.40455 | 0.40455 | 0 | 0 | 0 | 0.40455 | 0 | 0 | 5.5511e-17 | 0 | 0 | 0.42584 | 0.40455 | 0 | 0 | 1.2203 | 3.4555 | 0 | 0.42584 | -0.42584 | 4.3935 | 73.2248 | 0.19862 | 0.445 | 0 | 0 | 3.4555
2007-04-24 23:00 | 0 | 0 | 143.5847 | 90 | 0 | 0 | 0.3928 | 0.3928 | 0 | 0 | 0 | 0.3928 | 0 | 0 | 5.5511e-17 | 0 | 0 | 0.41347 | 0.3928 | 0 | 0 | 1.6934 | 3.0296 | 0 | 0.41347 | -0.41347 | 3.9577 | 65.9608 | 0.19862 | 0.43208 | 0 | 0 | 3.0296
2007-04-25 | 0 | 0 | 178.4023 | 90 | 0 | 0 | 0.078927 | 0.078927 | 0 | 0 | 0 | 0.078927 | 0 | 0 | 1.3878e-17 | 0 | 0 | 0.083081 | 0.078927 | 0 | 0 | 2.1528 | 2.6161 | 0 | 0.083081 | -0.083081 | 3.8701 | 64.5013 | 0.19862 | 0.08682 | 0 | 0 | 2.6161
2007-04-25 01:00 | 0 | 0 | -146.3041 | 90 | 0 | 0 | 0 | 0 | 0 | 0 | 0 | 0 | 0 | 0 | 0 | 0 | 0 | 0 | 0 | 0 | 0 | 2.2451 | 2.5331 | 0 | 0 | 0 | 3.8701 | 64.5013 | 0.19862 | 0 | 0 | 0 | 2.5331
2007-04-25 02:00 | 0 | 0 | -126.0748 | 90 | 0 | 0 | 0.679 | 0.679 | 0 | 0 | 0 | 0.679 | 0 | 0 | 0 | 0 | 0 | 0.71473 | 0.679 | 0 | 0 | 2.2451 | 2.5331 | 0 | 0.71473 | -0.71473 | 3.1167 | 51.9447 | 0.19862 | 0.7469 | 0 | 0 | 2.5331
2007-04-25 03:00 | 0 | 0 | -115.4558 | 90 | 0 | 0 | 0.20246 | 0.20246 | 0 | 0 | 0 | 0.20246 | 0 | 0 | 0 | 0 | 0 | 0.21311 | 0.20246 | 0 | 0 | 3.0393 | 1.8183 | 0 | 0.21311 | -0.21311 | 2.8921 | 48.2008 | 0.19862 | 0.2227 | 0 | 0 | 1.8183
2007-04-25 04:00 | 0 | 0 | -109.2661 | 90 | 0 | 0 | 0.19236 | 0.19236 | 0 | 0 | 0 | 0.19236 | 0 | 0 | 2.7756e-17 | 0 | 0 | 0.20249 | 0.19236 | 0 | 0 | 3.2761 | 1.6052 | 0 | 0.20249 | -0.20249 | 2.6786 | 44.6434 | 0.19862 | 0.2116 | 0 | 0 | 1.6052
2007-04-25 05:00 | 0 | 0 | -105.2849 | 90 | 0 | 0 | 0.10404 | 0.10404 | 0 | 0 | 0 | 0.10404 | 0 | 0 | 1.3878e-17 | 0 | 0 | 0.10952 | 0.10404 | 0 | 0 | 3.5011 | 1.4027 | 0 | 0.10952 | -0.10952 | 2.5632 | 42.7194 | 0.19862 | 0.11445 | 0 | 0 | 1.4027
2007-04-25 06:00 | 0.021428 | 1.3796 | -102.5561 | 90.5926 | 0.018473 | 0.032956 | 0 | 0 | 0 | 0 | 0 | 0 | 0 | 0 | 0 | 0 | 0.032956 | 0 | 0 | 0 | 0 | 3.6228 | 1.2932 | 0.032956 | 0 | 0.032956 | 2.5944 | 43.2405 | 0.19861 | 0 | 0.026365 | 0 | 1.3262
2007-04-25 07:00 | 0.12178 | 15.8939 | -100.6471 | 75.9621 | 0.11989 | 0.21388 | 0.96817 | 0.96817 | 0 | 0 | 0 | 0.96817 | 22.0912 | 0 | 1.1102e-16 | 0 | 0.21388 | 1.0191 | 0.96817 | 0 | 0 | 3.5898 | 1.3229 | 0 | 0.80524 | -0.80524 | 1.7456 | 29.0938 | 0.19861 | 1.065 | 0.1711 | 0 | 1.5368
2007-04-25 08:00 | 0.39018 | 30.4847 | -99.3935 | 61.3841 | 0.37589 | 0.67058 | 0.77279 | 0.77279 | 1.7 | 0 | 0.5202 | 0.77279 | 86.7743 | 0 | 0 | 0 | 0.67058 | 0 | 0 | 0.92721 | 0.88085 | 4.4845 | 0.51763 | 1.5514 | 0 | 1.5514 | 3.2174 | 53.6241 | 0.19875 | 0.85006 | 0.53646 | 1.7 | 1.1882
2007-04-25 09:00 | 0.55528 | 45.1146 | -98.8626 | 46.9478 | 0.54138 | 0.96583 | 1.1932 | 1.1932 | 1.7 | 0 | 0.5202 | 1.1932 | 80.9432 | 0 | 0 | 0 | 0.96583 | 0 | 0 | 0.50678 | 0.48144 | 2.9331 | 1.9139 | 1.4473 | 0 | 1.4473 | 4.5905 | 76.5074 | 0.19892 | 1.3125 | 0.77266 | 1.7 | 2.8797
2007-04-25 10:00 | 0.78839 | 59.7436 | -99.6064 | 32.874 | 0.77003 | 1.3737 | 1.9411 | 1.9411 | 1.7 | 0 | 0.5202 | 1.9411 | 70.7723 | 0 | 0 | 0 | 1.3737 | 0.25374 | 0.24105 | 0 | 0 | 1.4858 | 3.2165 | 1.12 | 0 | 1.12 | 5.653 | 94.2159 | 0.19909 | 2.1352 | 1.099 | 1.7 | 4.5902
2007-04-25 11:00 | 0.94647 | 74.2608 | -104.6095 | 19.977 | 0.92677 | 1.6534 | 0 | 0 | 0 | 0 | 0 | 0 | 0 | 1.2875 | 0 | 0 | 1.6534 | 0 | 0 | 0 | 0 | 0.36582 | 4.2245 | 0.36582 | 0 | 0.36582 | 6 | 100 | 0.19897 | 0 | 1.3227 | 0 | 5.8778
2007-04-25 12:00 | 0.96346 | 86.3519 | -170.7 | 12.6462 | 0.94472 | 1.6854 | 0 | 0 | 0 | 0 | 0 | 0 | 0 | 1.6854 | 0 | 0 | 1.6854 | 0 | 0 | 0 | 0 | 0 | 4.5537 | 0 | 0 | 0 | 6 | 100 | 0.19897 | 0 | 1.3483 | 0 | 6.2391
2007-04-25 13:00 | 0.84683 | 75.4123 | 105.5657 | 19.0644 | 0.8309 | 1.4823 | 0 | 0 | 0 | 0 | 0 | 0 | 0 | 1.4823 | 0 | 0 | 1.4823 | 0 | 0 | 0 | 0 | 0 | 4.5537 | 0 | 0 | 0 | 6 | 100 | 0.19897 | 0 | 1.1859 | 0 | 6.036
2007-04-25 14:00 | 0.78201 | 60.9191 | 99.7695 | 31.7721 | 0.76444 | 1.3638 | 0.81054 | 0.81054 | 0 | 0 | 0 | 0.81054 | 168.2543 | 0.51057 | 0 | 0 | 1.3638 | 0.8532 | 0.81054 | 0 | 0 | 0 | 4.5537 | 0 | 0 | 0 | 6 | 100 | 0.19897 | 0.89159 | 1.091 | 0 | 5.9175
2007-04-25 15:00 | 0.44012 | 46.2929 | 98.8617 | 45.7968 | 0.43373 | 0.77378 | 0.96061 | 0.96061 | 0 | 0 | 0 | 0.96061 | 80.5511 | 0 | 0 | 0 | 0.77378 | 1.0112 | 0.96061 | 0 | 0 | 0 | 4.5537 | 0 | 0.23739 | -0.23739 | 5.7498 | 95.8296 | 0.19897 | 1.0567 | 0.61903 | 0 | 5.3275
2007-04-25 16:00 | 0.2079 | 31.6613 | 99.3211 | 60.2151 | 0.20629 | 0.36802 | 1.0707 | 1.0707 | 0 | 0 | 0 | 1.0707 | 34.3707 | 0 | 0 | 0 | 0.36802 | 1.1271 | 1.0707 | 0 | 0 | 0.26376 | 4.3163 | 0 | 0.75907 | -0.75907 | 4.9497 | 82.4942 | 0.19897 | 1.1778 | 0.29441 | 0 | 4.6843
2007-04-25 17:00 | 0.15188 | 17.0661 | 100.5227 | 74.7858 | 0.14837 | 0.2647 | 0 | 0 | 0 | 0 | 0 | 0 | 0 | 0 | 0 | 0 | 0.2647 | 0 | 0 | 0 | 0 | 1.1072 | 3.5572 | 0.2647 | 0 | 0.2647 | 5.2008 | 86.6794 | 0.19888 | 0 | 0.21176 | 0 | 3.8219
2007-04-25 18:00 | 0.024873 | 2.544 | 102.3756 | 89.4143 | 0.023105 | 0.04122 | 0.031783 | 0.031783 | 0 | 0 | 0 | 0.031783 | 129.694 | 0 | 0 | 0 | 0.04122 | 0.033455 | 0.031783 | 0 | 0 | 0.84247 | 3.7955 | 0.0077648 | 0 | 0.0077648 | 5.2081 | 86.8021 | 0.19887 | 0.034961 | 0.032976 | 0 | 3.8367
2007-04-25 19:00 | 0 | 0 | 105.0269 | 90 | 0 | 0 | 0 | 0 | 0 | 0 | 0 | 0 | 0 | 0 | 0 | 0 | 0 | 0 | 0 | 0 | 0 | 0.83471 | 3.8025 | 0 | 0 | 0 | 5.2081 | 86.8021 | 0.19887 | 0 | 0 | 0 | 3.8025
2007-04-25 20:00 | 0 | 0 | 108.8818 | 90 | 0 | 0 | 0 | 0 | 0 | 0 | 0 | 0 | 0 | 0 | 0 | 0 | 0 | 0 | 0 | 0 | 0 | 0.83471 | 3.8025 | 0 | 0 | 0 | 5.2081 | 86.8021 | 0.19887 | 0 | 0 | 0 | 3.8025
2007-04-25 21:00 | 0 | 0 | 114.8363 | 90 | 0 | 0 | 1.4033 | 1.4033 | 1.7 | 0 | 0.5202 | 1.4033 | 0 | 0 | 0 | 0 | 0 | 0 | 0 | 0.29667 | 0.28183 | 0.83471 | 3.8025 | 0.28183 | 0 | 0.28183 | 5.4755 | 91.2583 | 0.19893 | 1.5437 | 0 | 1.7 | 3.8025
2007-04-25 22:00 | 0 | 0 | 124.9604 | 90 | 0 | 0 | 0.21716 | 0.21716 | 0 | 0 | 0 | 0.21716 | 0 | 0 | 2.7756e-17 | 0 | 0 | 0.22859 | 0.21716 | 0 | 0 | 0.55288 | 4.0561 | 0 | 0.22859 | -0.22859 | 5.2346 | 87.2424 | 0.19893 | 0.23888 | 0 | 0 | 4.0561
2007-04-25 23:00 | 0 | 0 | 144.1307 | 90 | 0 | 0 | 0 | 0 | 0 | 0 | 0 | 0 | 0 | 0 | 0 | 0 | 0 | 0 | 0 | 0 | 0 | 0.80686 | 3.8275 | 0 | 0 | 0 | 5.2346 | 87.2424 | 0.19893 | 0 | 0 | 0 | 3.8275
2007-04-26 | 0 | 0 | 178.5534 | 90 | 0 | 0 | 0 | 0 | 0 | 0 | 0 | 0 | 0 | 0 | 0 | 0 | 0 | 0 | 0 | 0 | 0 | 0.80686 | 3.8275 | 0 | 0 | 0 | 5.2346 | 87.2424 | 0.19893 | 0 | 0 | 0 | 3.8275
2007-04-26 01:00 | 0 | 0 | -146.6458 | 90 | 0 | 0 | 0 | 0 | 0 | 0 | 0 | 0 | 0 | 0 | 0 | 0 | 0 | 0 | 0 | 0 | 0 | 0.80686 | 3.8275 | 0 | 0 | 0 | 5.2346 | 87.2424 | 0.19893 | 0 | 0 | 0 | 3.8275
2007-04-26 02:00 | 0 | 0 | -126.4939 | 90 | 0 | 0 | 0 | 0 | 0 | 0 | 0 | 0 | 0 | 0 | 0 | 0 | 0 | 0 | 0 | 0 | 0 | 0.80686 | 3.8275 | 0 | 0 | 0 | 5.2346 | 87.2424 | 0.19893 | 0 | 0 | 0 | 3.8275
2007-04-26 03:00 | 0 | 0 | -115.8385 | 90 | 0 | 0 | 0.30001 | 0.30001 | 0 | 0 | 0 | 0.30001 | 0 | 0 | 5.5511e-17 | 0 | 0 | 0.31581 | 0.30001 | 0 | 0 | 0.80686 | 3.8275 | 0 | 0.31581 | -0.31581 | 4.9017 | 81.6943 | 0.19893 | 0.33002 | 0 | 0 | 3.8275
2007-04-26 04:00 | 0 | 0 | -109.6134 | 90 | 0 | 0 | 0.37066 | 0.37066 | 0 | 0 | 0 | 0.37066 | 0 | 0 | 0 | 0 | 0 | 0.39017 | 0.37066 | 0 | 0 | 1.1578 | 3.5117 | 0 | 0.39017 | -0.39017 | 4.4904 | 74.8396 | 0.19893 | 0.40773 | 0 | 0 | 3.5117
2007-04-26 05:00 | 0 | 0 | -105.6133 | 90 | 0 | 0 | 0.31832 | 0.31832 | 0 | 0 | 0 | 0.31832 | 0 | 0 | 0 | 0 | 0 | 0.33508 | 0.31832 | 0 | 0 | 1.5913 | 3.1215 | 0 | 0.33508 | -0.33508 | 4.1372 | 68.953 | 0.19893 | 0.35015 | 0 | 0 | 3.1215
2007-04-26 06:00 | 0.028894 | 1.4785 | -102.8832 | 90.5449 | 0.018068 | 0.032233 | 0.06709 | 0.06709 | 0 | 0 | 0 | 0.06709 | 48.0445 | 0 | 0 | 0 | 0.032233 | 0.070622 | 0.06709 | 0 | 0 | 1.9636 | 2.7865 | 0 | 0.038388 | -0.038388 | 4.0967 | 68.2786 | 0.19893 | 0.073799 | 0.025787 | 0 | 2.8187
2007-04-26 07:00 | 0.20579 | 15.9753 | -100.9921 | 75.9344 | 0.19113 | 0.34097 | 0 | 0 | 0 | 0 | 0 | 0 | 0 | 0 | 0 | 0 | 0.34097 | 0 | 0 | 0 | 0 | 2.0062 | 2.7481 | 0.34097 | 0 | 0.34097 | 4.4202 | 73.6697 | 0.19882 | 0 | 0.27277 | 0 | 3.089
2007-04-26 08:00 | 0.4088 | 30.5495 | -99.7828 | 61.3794 | 0.39205 | 0.69941 | 0 | 0 | 0 | 0 | 0 | 0 | 0 | 0 | 0 | 0 | 0.69941 | 0 | 0 | 0 | 0 | 1.6653 | 3.0549 | 0.69941 | 0 | 0.69941 | 5.0837 | 84.7283 | 0.19858 | 0 | 0.55953 | 0 | 3.7543
2007-04-26 09:00 | 0.70744 | 45.1615 | -99.3423 | 46.9737 | 0.68334 | 1.2191 | 1.4987 | 1.4987 | 1.2582 | 0 | 0.39958 | 1.4987 | 81.3418 | 0 | 0 | 0 | 1.2191 | 0.25321 | 0.24055 | 0 | 0 | 0.96587 | 3.6844 | 0.96587 | 0 | 0.96587 | 6 | 100 | 0.19868 | 1.6486 | 0.97526 | 1.7 | 4.9035
2007-04-26 10:00 | 0.72766 | 59.7668 | -100.2831 | 32.9487 | 0.71157 | 1.2694 | 0.93395 | 0.93395 | 0 | 0 | 0 | 0.93395 | 135.923 | 0.28635 | 0 | 0 | 1.2694 | 0.9831 | 0.93395 | 0 | 0 | 0 | 4.5537 | 0 | 0 | 0 | 6 | 100 | 0.19868 | 1.0273 | 1.0156 | 0 | 5.8231
2007-04-26 11:00 | 0.8891 | 74.2349 | -105.8643 | 20.1507 | 0.8706 | 1.5531 | 0.2497 | 0.2497 | 0 | 0 | 0 | 0.2497 | 622.008 | 1.2903 | 0 | 0 | 1.5531 | 0.26284 | 0.2497 | 0 | 0 | 0 | 4.5537 | 0 | 0 | 0 | 6 | 100 | 0.19868 | 0.27467 | 1.2425 | 0 | 6.1068
2007-04-26 12:00 | 0.96971 | 86.0245 | -172.1677 | 12.9821 | 0.94995 | 1.6947 | 0 | 0 | 0 | 0 | 0 | 0 | 0 | 1.6947 | 0 | 0 | 1.6947 | 0 | 0 | 0 | 0 | 0 | 4.5537 | 0 | 0 | 0 | 6 | 100 | 0.19868 | 0 | 1.3558 | 0 | 6.2484
2007-04-26 13:00 | 0.85499 | 75.2878 | 106.8237 | 19.3209 | 0.83804 | 1.4951 | 2.8069 | 2.8069 | 1.4269 | 0 | 0.44564 | 2.8069 | 53.2641 | 0.04244 | 0 | 0.0075934 | 1.4951 | 1.4526 | 1.38 | 0 | 0 | 0 | 4.5537 | 0 | 0 | 0 | 6 | 100 | 0.19868 | 3.0876 | 1.1961 | 1.7 | 6.0488
2007-04-26 14:00 | 0.74243 | 60.8461 | 100.4554 | 31.9397 | 0.72607 | 1.2953 | 1.1005 | 1.1005 | 0 | 0 | 0 | 1.1005 | 117.6999 | 0.13687 | 0 | 0 | 1.2953 | 1.1584 | 1.1005 | 0 | 0 | 0 | 4.5537 | 0 | 0 | 0 | 6 | 100 | 0.19868 | 1.2106 | 1.0362 | 0 | 5.849
2007-04-26 15:00 | 0.52661 | 46.2442 | 99.3508 | 45.9173 | 0.51498 | 0.91872 | 0 | 0 | 0 | 0 | 0 | 0 | 0 | 0.91872 | 0 | 0 | 0.91872 | 0 | 0 | 0 | 0 | 0 | 4.5537 | 0 | 0 | 0 | 6 | 100 | 0.19868 | 0 | 0.73497 | 0 | 5.4724
2007-04-26 16:00 | 0.47335 | 31.6309 | 99.7208 | 60.3058 | 0.45132 | 0.80516 | 0.54738 | 0.54738 | 0 | 0 | 0 | 0.54738 | 147.0923 | 0.22897 | 0 | 0 | 0.80516 | 0.57619 | 0.54738 | 0 | 0 | 0 | 4.5537 | 0 | 0 | 0 | 6 | 100 | 0.19868 | 0.60212 | 0.64413 | 0 | 5.3588
2007-04-26 17:00 | 0.28455 | 17.0526 | 100.8798 | 74.8538 | 0.25661 | 0.45779 | 1.1095 | 1.1095 | 0 | 0 | 0 | 1.1095 | 41.2619 | 0 | 0 | 0 | 0.45779 | 1.1679 | 1.1095 | 0 | 0 | 0 | 4.5537 | 0 | 0.71008 | -0.71008 | 5.2515 | 87.5252 | 0.19868 | 1.2204 | 0.36623 | 0 | 5.0115
2007-04-26 18:00 | 0.052548 | 2.5485 | 102.7176 | 89.4622 | 0.017176 | 0.030641 | 0.98989 | 0.98989 | 0 | 0 | 0 | 0.98989 | 3.0954 | 0 | 1.1102e-16 | 0 | 0.030641 | 1.042 | 0.98989 | 0 | 0 | 0.78898 | 3.8436 | 0 | 1.0114 | -1.0114 | 4.1855 | 69.7576 | 0.19868 | 1.0889 | 0.024513 | 0 | 3.8743
2007-04-26 19:00 | 0 | 0 | 105.375 | 90 | 0 | 0 | 1.3651 | 1.3651 | 1.7 | 0 | 0.5202 | 1.3651 | 0 | 0 | 0 | 0 | 0 | 0 | 0 | 0.33495 | 0.3182 | 1.9127 | 2.8323 | 0.3182 | 0 | 0.3182 | 4.4873 | 74.7888 | 0.19875 | 1.5016 | 0 | 1.7 | 2.8323
2007-04-26 20:00 | 0 | 0 | 109.2573 | 90 | 0 | 0 | 2.6334 | 2.6334 | 1.7 | 0 | 0.5202 | 2.6334 | 0 | 0 | 0 | 0 | 0 | 0.98251 | 0.93338 | 0 | 0 | 1.5945 | 3.1186 | 0 | 0.98251 | -0.98251 | 3.4517 | 57.5279 | 0.19875 | 2.8967 | 0 | 1.7 | 3.1186
2007-04-26 21:00 | 0 | 0 | 115.2645 | 90 | 0 | 0 | 0.45311 | 0.45311 | 1.7 | 0 | 0.5202 | 0.45311 | 0 | 0 | 0 | 0 | 0 | 0 | 0 | 1.2469 | 1.1845 | 2.6862 | 2.1361 | 1.1845 | 0 | 1.1845 | 4.5754 | 76.2572 | 0.19899 | 0.49842 | 0 | 1.7 | 2.1361
2007-04-26 22:00 | 0 | 0 | 125.465 | 90 | 0 | 0 | 0.14663 | 0.14663 | 1.5993 | 0 | 0.4927 | 0.14663 | 0 | 2.2204e-16 | 0 | 0 | 0 | 0 | 0 | 1.4526 | 1.38 | 1.5016 | 3.2022 | 1.38 | 0 | 1.38 | 5.8846 | 98.0769 | 0.19913 | 0.16129 | 0 | 1.7 | 3.2022
2007-04-26 23:00 | 0 | 0 | 144.6586 | 90 | 0 | 0 | 0.63014 | 0.63014 | 0 | 0 | 0 | 0.63014 | 0 | 0 | 1.1102e-16 | 0 | 0 | 0.66331 | 0.63014 | 0 | 0 | 0.12163 | 4.4442 | 0 | 0.66331 | -0.66331 | 5.1854 | 86.4237 | 0.19913 | 0.69316 | 0 | 0 | 4.4442
2007-04-27 | 0 | 0 | 178.6942 | 90 | 0 | 0 | 0.2633 | 0.2633 | 0 | 0 | 0 | 0.2633 | 0 | 0 | 0 | 0 | 0 | 0.27716 | 0.2633 | 0 | 0 | 0.85864 | 3.7809 | 0 | 0.27716 | -0.27716 | 4.8933 | 81.5546 | 0.19913 | 0.28963 | 0 | 0 | 3.7809
2007-04-27 01:00 | 0 | 0 | -146.9796 | 90 | 0 | 0 | 0.2868 | 0.2868 | 0 | 0 | 0 | 0.2868 | 0 | 0 | 0 | 0 | 0 | 0.30189 | 0.2868 | 0 | 0 | 1.1666 | 3.5038 | 0 | 0.30189 | -0.30189 | 4.5751 | 76.2509 | 0.19913 | 0.31548 | 0 | 0 | 3.5038
2007-04-27 02:00 | 0 | 0 | -126.9054 | 90 | 0 | 0 | 0.1344 | 0.1344 | 0 | 0 | 0 | 0.1344 | 0 | 0 | 0 | 0 | 0 | 0.14148 | 0.1344 | 0 | 0 | 1.502 | 3.2019 | 0 | 0.14148 | -0.14148 | 4.4259 | 73.7654 | 0.19913 | 0.14784 | 0 | 0 | 3.2019
2007-04-27 03:00 | 0 | 0 | -116.2157 | 90 | 0 | 0 | 0.29159 | 0.29159 | 0 | 0 | 0 | 0.29159 | 0 | 0 | 5.5511e-17 | 0 | 0 | 0.30693 | 0.29159 | 0 | 0 | 1.6592 | 3.0604 | 0 | 0.30693 | -0.30693 | 4.1024 | 68.3732 | 0.19913 | 0.32074 | 0 | 0 | 3.0604
2007-04-27 04:00 | 0 | 0 | -109.9565 | 90 | 0 | 0 | 0.16638 | 0.16638 | 0 | 0 | 0 | 0.16638 | 0 | 0 | 2.7756e-17 | 0 | 0 | 0.17513 | 0.16638 | 0 | 0 | 2.0003 | 2.7535 | 0 | 0.17513 | -0.17513 | 3.9178 | 65.2964 | 0.19913 | 0.18301 | 0 | 0 | 2.7535
2007-04-27 05:00 | 0 | 0 | -105.9381 | 90 | 0 | 0 | 0 | 0 | 0 | 0 | 0 | 0 | 0 | 0 | 0 | 0 | 0 | 0 | 0 | 0 | 0 | 2.1949 | 2.5783 | 0 | 0 | 0 | 3.9178 | 65.2964 | 0.19913 | 0 | 0 | 0 | 2.5783
2007-04-27 06:00 | 0.032011 | 1.5747 | -103.2068 | 90.4994 | 0.016701 | 0.029794 | 0.18495 | 0.18495 | 0 | 0 | 0 | 0.18495 | 16.1089 | 0 | 0 | 0 | 0.029794 | 0.19469 | 0.18495 | 0 | 0 | 2.1949 | 2.5783 | 0 | 0.16489 | -0.16489 | 3.744 | 62.3995 | 0.19913 | 0.20345 | 0.023835 | 0 | 2.6081
2007-04-27 07:00 | 0.21656 | 16.0536 | -101.3337 | 75.9093 | 0.19915 | 0.35528 | 0.12502 | 0.12502 | 0 | 0 | 0 | 0.12502 | 284.1817 | 0 | 0 | 0 | 0.35528 | 0.1316 | 0.12502 | 0 | 0 | 2.3781 | 2.4134 | 0.22368 | 0 | 0.22368 | 3.9562 | 65.9362 | 0.19905 | 0.13752 | 0.28422 | 0 | 2.7687
2007-04-27 08:00 | 0.28895 | 30.6108 | -100.1684 | 61.3776 | 0.28358 | 0.5059 | 0.91265 | 0.91265 | 0 | 0 | 0 | 0.91265 | 55.4319 | 0 | 1.1102e-16 | 0 | 0.5059 | 0.96068 | 0.91265 | 0 | 0 | 2.1544 | 2.6147 | 0 | 0.45478 | -0.45478 | 3.4768 | 57.9465 | 0.19905 | 1.0039 | 0.40472 | 0 | 3.1206
2007-04-27 09:00 | 0.40791 | 45.2043 | -99.8174 | 47.0027 | 0.40231 | 0.71772 | 1.0409 | 1.0409 | 0 | 0 | 0 | 1.0409 | 68.9499 | 0 | 0 | 0 | 0.71772 | 1.0957 | 1.0409 | 0 | 0 | 2.6597 | 2.16 | 0 | 0.378 | -0.378 | 3.0784 | 51.3058 | 0.19905 | 1.145 | 0.57418 | 0 | 2.8777
2007-04-27 10:00 | 0.79277 | 59.7846 | -100.9528 | 33.0271 | 0.77277 | 1.3786 | 0 | 0 | 0 | 0 | 0 | 0 | 0 | 0 | 0 | 0 | 1.3786 | 0 | 0 | 0 | 0 | 3.0797 | 1.782 | 1.3786 | 0 | 1.3786 | 4.3862 | 73.1036 | 0.19859 | 0 | 1.1029 | 0 | 3.1606
2007-04-27 11:00 | 0.73648 | 74.2006 | -107.099 | 20.3278 | 0.72392 | 1.2915 | 1.4088 | 1.4088 | 1.7 | 0 | 0.5202 | 1.4088 | 91.6717 | 0 | 0 | 0 | 1.2915 | 0 | 0 | 0.2912 | 0.27664 | 1.7011 | 3.0227 | 1.5681 | 0 | 1.5681 | 5.8739 | 97.8976 | 0.19872 | 1.5497 | 1.0332 | 1.7 | 4.3142
2007-04-27 12:00 | 0.81053 | 85.6984 | -173.3763 | 13.3146 | 0.79615 | 1.4203 | 2.1894 | 2.1894 | 0.96636 | 0 | 0.31992 | 2.1894 | 64.8743 | 0 | 0 | 0 | 1.4203 | 1.2874 | 1.223 | 0 | 0 | 0.13297 | 4.434 | 0.13297 | 0 | 0.13297 | 6 | 100 | 0.19874 | 2.4083 | 1.1363 | 1.7 | 5.8543
2007-04-27 13:00 | 0.78195 | 75.1598 | 108.0483 | 19.5758 | 0.76753 | 1.3693 | 2.6221 | 2.6221 | 1.3213 | 0 | 0.4168 | 2.6221 | 52.2211 | 0 | 0 | 0 | 1.3693 | 1.3693 | 1.3008 | 0 | 0 | 0 | 4.5537 | 0 | 0 | 0 | 6 | 100 | 0.19874 | 2.8843 | 1.0954 | 1.7 | 5.923
2007-04-27 14:00 | 0.4986 | 60.7721 | 101.1306 | 32.1062 | 0.49312 | 0.87973 | 2.5315 | 2.5315 | 1.6958 | 0 | 0.51905 | 2.5315 | 34.7511 | 1.1102e-16 | 0 | 0 | 0.87973 | 0.87973 | 0.83575 | 0 | 0 | 0 | 4.5537 | 0 | 0 | 0 | 6 | 100 | 0.19874 | 2.7847 | 0.70379 | 1.7 | 5.4334
2007-04-27 15:00 | 0.43025 | 46.1957 | 99.8336 | 46.0366 | 0.42394 | 0.7563 | 1.2669 | 1.2669 | 0.54839 | 0 | 0.20581 | 1.2669 | 59.6981 | 1.1102e-16 | 0 | 0 | 0.7563 | 0.7563 | 0.71849 | 0 | 0 | 0 | 4.5537 | 0 | 0 | 0 | 6 | 100 | 0.19874 | 1.3936 | 0.60504 | 1.7 | 5.31
2007-04-27 16:00 | 0.22646 | 31.6012 | 100.1156 | 60.3948 | 0.22434 | 0.40023 | 3.1239 | 3.08 | 1.7 | 0 | 0.5202 | 3.08 | 12.9944 | 2.2204e-16 | 0.043877 | 0.35626 | 0.40023 | 1.4526 | 1.38 | 0 | 0 | 0 | 4.5537 | 0 | 1.0524 | -1.0524 | 4.8907 | 81.5112 | 0.19874 | 3.4363 | 0.32018 | 1.7 | 4.9539
2007-04-27 17:00 | 0.14382 | 17.0403 | 101.2326 | 74.9197 | 0.14085 | 0.25128 | 0 | 0 | 0 | 0 | 0 | 0 | 0 | 0 | 0 | 0 | 0.25128 | 0 | 0 | 0 | 0 | 1.1693 | 3.5013 | 0.25128 | 0 | 0.25128 | 5.1291 | 85.4842 | 0.19865 | 0 | 0.20102 | 0 | 3.7526
2007-04-27 18:00 | 0.016291 | 2.5545 | 103.0554 | 89.5079 | 0.015915 | 0.028392 | 0 | 0 | 0 | 0 | 0 | 0 | 0 | 0 | 0 | 0 | 0.028392 | 0 | 0 | 0 | 0 | 0.91806 | 3.7274 | 0.028392 | 0 | 0.028392 | 5.156 | 85.9331 | 0.19864 | 0 | 0.022713 | 0 | 3.7558
2007-04-27 19:00 | 0 | 0 | 105.7187 | 90 | 0 | 0 | 1.1298 | 1.1298 | 0 | 0 | 0 | 1.1298 | 0 | 0 | 2.2204e-16 | 0 | 0 | 1.1892 | 1.1298 | 0 | 0 | 0.88967 | 3.753 | 0 | 1.1892 | -1.1892 | 3.9025 | 65.0408 | 0.19864 | 1.2427 | 0 | 0 | 3.753
2007-04-27 20:00 | 0 | 0 | 109.6277 | 90 | 0 | 0 | 1.6942 | 1.6942 | 1.7 | 0 | 0.5202 | 1.6942 | 0 | 0 | 0 | 0 | 0 | 0 | 0 | 0.0057849 | 0.0054957 | 2.211 | 2.5638 | 0.0054957 | 0 | 0.0054957 | 3.9077 | 65.1277 | 0.19864 | 1.8636 | 0 | 1.7 | 2.5638
2007-04-27 21:00 | 0 | 0 | 115.6858 | 90 | 0 | 0 | 1.3789 | 1.3789 | 1.7 | 0 | 0.5202 | 1.3789 | 0 | 0 | 0 | 0 | 0 | 0 | 0 | 0.32107 | 0.30502 | 2.2055 | 2.5687 | 0.30502 | 0 | 0.30502 | 4.197 | 69.9505 | 0.1987 | 1.5168 | 0 | 1.7 | 2.5687
2007-04-27 22:00 | 0 | 0 | 125.9589 | 90 | 0 | 0 | 0.50812 | 0.50812 | 1.7 | 0 | 0.5202 | 0.50812 | 0 | 0 | 0 | 0 | 0 | 0 | 0 | 1.1919 | 1.1323 | 1.9005 | 2.8432 | 1.1323 | 0 | 1.1323 | 5.2712 | 87.8534 | 0.19894 | 0.55893 | 0 | 1.7 | 2.8432
2007-04-27 23:00 | 0 | 0 | 145.1689 | 90 | 0 | 0 | 0.027054 | 0.027054 | 0 | 0 | 0 | 0.027054 | 0 | 0 | 0 | 0 | 0 | 0.028478 | 0.027054 | 0 | 0 | 0.76822 | 3.8623 | 0 | 0.028478 | -0.028478 | 5.2412 | 87.3531 | 0.19894 | 0.029759 | 0 | 0 | 3.8623
2007-04-28 | 0 | 0 | 178.8249 | 90 | 0 | 0 | 0.22481 | 0.22481 | 0 | 0 | 0 | 0.22481 | 0 | 0 | 2.7756e-17 | 0 | 0 | 0.23664 | 0.22481 | 0 | 0 | 0.79986 | 3.8338 | 0 | 0.23664 | -0.23664 | 4.9918 | 83.1958 | 0.19894 | 0.24729 | 0 | 0 | 3.8338
2007-04-28 01:00 | 0 | 0 | -147.3057 | 90 | 0 | 0 | 0.55033 | 0.55033 | 0 | 0 | 0 | 0.55033 | 0 | 0 | 1.1102e-16 | 0 | 0 | 0.57929 | 0.55033 | 0 | 0 | 1.0628 | 3.5972 | 0 | 0.57929 | -0.57929 | 4.3811 | 73.0187 | 0.19894 | 0.60536 | 0 | 0 | 3.5972
2007-04-28 02:00 | 0 | 0 | -127.3094 | 90 | 0 | 0 | 0 | 0 | 0 | 0 | 0 | 0 | 0 | 0 | 0 | 0 | 0 | 0 | 0 | 0 | 0 | 1.7065 | 3.0179 | 0 | 0 | 0 | 4.3811 | 73.0187 | 0.19894 | 0 | 0 | 0 | 3.0179
2007-04-28 03:00 | 0 | 0 | -116.5874 | 90 | 0 | 0 | 0.15252 | 0.15252 | 0 | 0 | 0 | 0.15252 | 0 | 0 | 2.7756e-17 | 0 | 0 | 0.16054 | 0.15252 | 0 | 0 | 1.7065 | 3.0179 | 0 | 0.16054 | -0.16054 | 4.2119 | 70.1982 | 0.19894 | 0.16777 | 0 | 0 | 3.0179
2007-04-28 04:00 | 0 | 0 | -110.2952 | 90 | 0 | 0 | 0.43472 | 0.43472 | 0 | 0 | 0 | 0.43472 | 0 | 0 | 0 | 0 | 0 | 0.4576 | 0.43472 | 0 | 0 | 1.8848 | 2.8573 | 0 | 0.4576 | -0.4576 | 3.7296 | 62.1591 | 0.19894 | 0.47819 | 0 | 0 | 2.8573
2007-04-28 05:00 | 0 | 0 | -106.2592 | 90 | 0 | 0 | 0.14743 | 0.14743 | 0 | 0 | 0 | 0.14743 | 0 | 0 | 0 | 0 | 0 | 0.15519 | 0.14743 | 0 | 0 | 2.3933 | 2.3997 | 0 | 0.15519 | -0.15519 | 3.566 | 59.4326 | 0.19894 | 0.16217 | 0 | 0 | 2.3997
2007-04-28 06:00 | 0.038134 | 1.6679 | -103.527 | 90.4561 | 0.011609 | 0.020711 | 0 | 0 | 0 | 0 | 0 | 0 | 0 | 0 | 0 | 0 | 0.020711 | 0 | 0 | 0 | 0 | 2.5657 | 2.2445 | 0.020711 | 0 | 0.020711 | 3.5856 | 59.7601 | 0.19893 | 0 | 0.016569 | 0 | 2.2653
2007-04-28 07:00 | 0.2096 | 16.1288 | -101.6718 | 75.8866 | 0.19365 | 0.34547 | 1.3818 | 1.3818 | 1.7 | 0 | 0.5202 | 1.3818 | 25.0015 | 0 | 0 | 0 | 0.34547 | 0 | 0 | 0.31819 | 0.30228 | 2.545 | 2.2632 | 0.64775 | 0 | 0.64775 | 4.2001 | 70.002 | 0.19904 | 1.52 | 0.27638 | 1.7 | 2.6087
2007-04-28 08:00 | 0.22346 | 30.6685 | -100.55 | 61.3785 | 0.22124 | 0.39469 | 1.8149 | 1.8149 | 1.7 | 0 | 0.5202 | 1.8149 | 21.7467 | 0 | 0 | 0 | 0.39469 | 0.12098 | 0.11493 | 0 | 0 | 1.8972 | 2.8462 | 0.27371 | 0 | 0.27371 | 4.4598 | 74.3297 | 0.19908 | 1.9964 | 0.31575 | 1.7 | 3.2409
2007-04-28 09:00 | 0.22552 | 45.243 | -100.2875 | 47.0349 | 0.2242 | 0.39998 | 1.7858 | 1.7858 | 1.7 | 0 | 0.5202 | 1.7858 | 22.398 | 0 | 0 | 0 | 0.39998 | 0.090294 | 0.08578 | 0 | 0 | 1.6235 | 3.0925 | 0.30968 | 0 | 0.30968 | 4.7536 | 79.2262 | 0.19913 | 1.9644 | 0.31998 | 1.7 | 3.4925
2007-04-28 10:00 | 0.70145 | 59.7972 | -101.6148 | 33.1091 | 0.68567 | 1.2232 | 0 | 0 | 0.425 | 0 | 0.17213 | 0 | 0 | 0.32961 | 0 | 0 | 1.2232 | 0 | 0 | 0.095393 | 0.090623 | 1.3139 | 3.3712 | 1.3139 | 0 | 1.3139 | 6 | 100 | 0.19869 | 0 | 0.97858 | 1.7 | 4.5945
2007-04-28 11:00 | 0.68149 | 74.1582 | -108.3119 | 20.5078 | 0.67098 | 1.197 | 0.78022 | 0.78022 | 0 | 0 | 0 | 0.78022 | 153.4223 | 0.37575 | 0 | 0 | 1.197 | 0.82128 | 0.78022 | 0 | 0 | 0 | 4.5537 | 0 | 0 | 0 | 6 | 100 | 0.19869 | 0.85824 | 0.95762 | 0 | 5.7507
2007-04-28 12:00 | 0.80614 | 85.3743 | -174.3819 | 13.6434 | 0.7914 | 1.4119 | 2.0977 | 2.0977 | 0.75641 | 0 | 0.2626 | 2.0977 | 67.306 | 0 | 0 | 0 | 1.4119 | 1.4119 | 1.3413 | 0 | 0 | 0 | 4.5537 | 0 | 0 | 0 | 6 | 100 | 0.19869 | 2.3074 | 1.1295 | 1.7 | 5.9656
2007-04-28 13:00 | 1.026 | 75.0287 | 109.2398 | 19.8287 | 1.0015 | 1.7868 | 0 | 0 | 0 | 0 | 0 | 0 | 0 | 1.7868 | 0 | 0 | 1.7868 | 0 | 0 | 0 | 0 | 0 | 4.5537 | 0 | 0 | 0 | 6 | 100 | 0.19869 | 0 | 1.4294 | 0 | 6.3405
2007-04-28 14:00 | 0.71948 | 60.6975 | 101.7952 | 32.2715 | 0.70311 | 1.2543 | 0 | 0 | 0 | 0 | 0 | 0 | 0 | 1.2543 | 0 | 0 | 1.2543 | 0 | 0 | 0 | 0 | 0 | 4.5537 | 0 | 0 | 0 | 6 | 100 | 0.19869 | 0 | 1.0035 | 0 | 5.808
2007-04-28 15:00 | 0.33803 | 46.1475 | 100.31 | 46.1544 | 0.33501 | 0.59765 | 0.013838 | 0.013838 | 0 | 0 | 0 | 0.013838 | 4319.052 | 0.58309 | 0 | 0 | 0.59765 | 0.014566 | 0.013838 | 0 | 0 | 0 | 4.5537 | 0 | 0 | 0 | 6 | 100 | 0.19869 | 0.015221 | 0.47812 | 0 | 5.1513
2007-04-28 16:00 | 0.27354 | 31.5724 | 100.5055 | 60.4821 | 0.26946 | 0.48072 | 0 | 0 | 0 | 0 | 0 | 0 | 0 | 0.48072 | 0 | 0 | 0.48072 | 0 | 0 | 0 | 0 | 0 | 4.5537 | 0 | 0 | 0 | 6 | 100 | 0.19869 | 0 | 0.38457 | 0 | 5.0344
2007-04-28 17:00 | 0.059831 | 17.0293 | 101.581 | 74.9837 | 0.059435 | 0.10603 | 0 | 0 | 0 | 0 | 0 | 0 | 0 | 0.10603 | 0 | 0 | 0.10603 | 0 | 0 | 0 | 0 | 0 | 4.5537 | 0 | 0 | 0 | 6 | 100 | 0.19869 | 0 | 0.084826 | 0 | 4.6597
2007-04-28 18:00 | 0.012912 | 2.5621 | 103.389 | 89.5514 | 0.012664 | 0.022593 | 0.66026 | 0.66026 | 0 | 0 | 0 | 0.66026 | 3.4219 | 0 | 0 | 0 | 0.022593 | 0.69501 | 0.66026 | 0 | 0 | 0 | 4.5537 | 0 | 0.67242 | -0.67242 | 5.2912 | 88.1868 | 0.19869 | 0.72629 | 0.018075 | 0 | 4.5763
2007-04-28 19:00 | 0 | 0 | 106.0579 | 90 | 0 | 0 | 0 | 0 | 0 | 0 | 0 | 0 | 0 | 0 | 0 | 0 | 0 | 0 | 0 | 0 | 0 | 0.74713 | 3.8813 | 0 | 0 | 0 | 5.2912 | 88.1868 | 0.19869 | 0 | 0 | 0 | 3.8813
2007-04-28 20:00 | 0 | 0 | 109.9928 | 90 | 0 | 0 | 0 | 0 | 0 | 0 | 0 | 0 | 0 | 0 | 0 | 0 | 0 | 0 | 0 | 0 | 0 | 0.74713 | 3.8813 | 0 | 0 | 0 | 5.2912 | 88.1868 | 0.19869 | 0 | 0 | 0 | 3.8813
2007-04-28 21:00 | 0 | 0 | 116.1001 | 90 | 0 | 0 | 0.076337 | 0.076337 | 0 | 0 | 0 | 0.076337 | 0 | 0 | 1.3878e-17 | 0 | 0 | 0.080355 | 0.076337 | 0 | 0 | 0.74713 | 3.8813 | 0 | 0.080355 | -0.080355 | 5.2065 | 86.7751 | 0.19869 | 0.083971 | 0 | 0 | 3.8813
2007-04-28 22:00 | 0 | 0 | 126.442 | 90 | 0 | 0 | 0.15185 | 0.15185 | 0 | 0 | 0 | 0.15185 | 0 | 0 | 2.7756e-17 | 0 | 0 | 0.15985 | 0.15185 | 0 | 0 | 0.83642 | 3.8009 | 0 | 0.15985 | -0.15985 | 5.038 | 83.9669 | 0.19869 | 0.16704 | 0 | 0 | 3.8009
2007-04-28 23:00 | 0 | 0 | 145.6617 | 90 | 0 | 0 | 0 | 0 | 0 | 0 | 0 | 0 | 0 | 0 | 0 | 0 | 0 | 0 | 0 | 0 | 0 | 1.014 | 3.6411 | 0 | 0 | 0 | 5.038 | 83.9669 | 0.19869 | 0 | 0 | 0 | 3.6411
2007-04-29 | 0 | 0 | 178.946 | 90 | 0 | 0 | 0 | 0 | 0 | 0 | 0 | 0 | 0 | 0 | 0 | 0 | 0 | 0 | 0 | 0 | 0 | 1.014 | 3.6411 | 0 | 0 | 0 | 5.038 | 83.9669 | 0.19869 | 0 | 0 | 0 | 3.6411
2007-04-29 01:00 | 0 | 0 | -147.6246 | 90 | 0 | 0 | 0 | 0 | 0 | 0 | 0 | 0 | 0 | 0 | 0 | 0 | 0 | 0 | 0 | 0 | 0 | 1.014 | 3.6411 | 0 | 0 | 0 | 5.038 | 83.9669 | 0.19869 | 0 | 0 | 0 | 3.6411
2007-04-29 02:00 | 0 | 0 | -127.706 | 90 | 0 | 0 | 0.24758 | 0.24758 | 0 | 0 | 0 | 0.24758 | 0 | 0 | 2.7756e-17 | 0 | 0 | 0.26061 | 0.24758 | 0 | 0 | 1.014 | 3.6411 | 0 | 0.26061 | -0.26061 | 4.7633 | 79.3884 | 0.19869 | 0.27234 | 0 | 0 | 3.6411
2007-04-29 03:00 | 0 | 0 | -116.9537 | 90 | 0 | 0 | 0.18865 | 0.18865 | 0 | 0 | 0 | 0.18865 | 0 | 0 | 2.7756e-17 | 0 | 0 | 0.19858 | 0.18865 | 0 | 0 | 1.3036 | 3.3805 | 0 | 0.19858 | -0.19858 | 4.554 | 75.8997 | 0.19869 | 0.20752 | 0 | 0 | 3.3805
2007-04-29 04:00 | 0 | 0 | -110.6296 | 90 | 0 | 0 | 0.13326 | 0.13326 | 0 | 0 | 0 | 0.13326 | 0 | 0 | 2.7756e-17 | 0 | 0 | 0.14027 | 0.13326 | 0 | 0 | 1.5242 | 3.1819 | 0 | 0.14027 | -0.14027 | 4.4061 | 73.4354 | 0.19869 | 0.14658 | 0 | 0 | 3.1819
2007-04-29 05:00 | 0 | 0 | -106.5765 | 90 | 0 | 0 | 0.59848 | 0.59848 | 0 | 0 | 0 | 0.59848 | 0 | 0 | 0 | 0 | 0 | 0.62998 | 0.59848 | 0 | 0 | 1.6801 | 3.0416 | 0 | 0.62998 | -0.62998 | 3.7421 | 62.3678 | 0.19869 | 0.65833 | 0 | 0 | 3.0416
2007-04-29 06:00 | 0.019096 | 1.7583 | -103.8436 | 90.4151 | 0.017883 | 0.031904 | 0.46663 | 0.46663 | 0 | 0 | 0 | 0.46663 | 6.8371 | 0 | 5.5511e-17 | 0 | 0.031904 | 0.49119 | 0.46663 | 0 | 0 | 2.3801 | 2.4116 | 0 | 0.45928 | -0.45928 | 3.2579 | 54.299 | 0.19869 | 0.51329 | 0.025523 | 0 | 2.4435
2007-04-29 07:00 | 0.099406 | 16.2007 | -102.0061 | 75.8665 | 0.098446 | 0.17563 | 2.0967 | 2.0967 | 1.7 | 0 | 0.5202 | 2.0967 | 8.3764 | 1.1102e-16 | 0 | 0 | 0.17563 | 0.41756 | 0.39668 | 0 | 0 | 2.8904 | 1.9523 | 0 | 0.24193 | -0.24193 | 3.0029 | 50.0487 | 0.19869 | 2.3064 | 0.1405 | 1.7 | 2.128
2007-04-29 08:00 | 0.17495 | 30.7227 | -100.9274 | 61.3822 | 0.17375 | 0.30996 | 0.4465 | 0.4465 | 1.7 | 0 | 0.5202 | 0.4465 | 69.4205 | 0 | 0 | 0 | 0.30996 | 0 | 0 | 1.2535 | 1.1908 | 3.1592 | 1.7104 | 1.5008 | 0 | 1.5008 | 4.4267 | 73.7782 | 0.19884 | 0.49115 | 0.24797 | 1.7 | 2.0204
2007-04-29 09:00 | 0.25313 | 45.2775 | -100.7524 | 47.0702 | 0.25153 | 0.44873 | 2.4513 | 2.4513 | 1.7 | 0 | 0.5202 | 2.4513 | 18.3058 | 0 | 0 | 0 | 0.44873 | 0.79085 | 0.7513 | 0 | 0 | 1.6584 | 3.0611 | 0 | 0.34212 | -0.34212 | 4.0661 | 67.7679 | 0.19884 | 2.6964 | 0.35898 | 1.7 | 3.5098
2007-04-29 10:00 | 0.41565 | 59.8046 | -102.2689 | 33.1944 | 0.41217 | 0.73532 | 1.6951 | 1.6951 | 1.7 | 0 | 0.5202 | 1.6951 | 43.3779 | 0 | 0 | 0 | 0.73532 | 0 | 0 | 0.0048551 | 0.0046123 | 2.0385 | 2.719 | 0.73993 | 0 | 0.73993 | 4.768 | 79.4672 | 0.19895 | 1.8647 | 0.58825 | 1.7 | 3.4543
2007-04-29 11:00 | 0.30099 | 74.108 | -109.5014 | 20.6906 | 0.29934 | 0.53403 | 0 | 0 | 0.80483 | 0 | 0.27582 | 0 | 0 | 0 | 0 | 0 | 0.53403 | 0 | 0 | 0.80483 | 0.76459 | 1.2986 | 3.3849 | 1.2986 | 0 | 1.2986 | 6 | 100 | 0.19871 | 0 | 0.42722 | 1.7 | 3.919
2007-04-29 12:00 | 0.222 | 85.0529 | -175.2255 | 13.9685 | 0.22084 | 0.39397 | 0.10526 | 0.10526 | 0 | 0 | 0 | 0.10526 | 374.3038 | 0.28318 | 0 | 0 | 0.39397 | 0.11079 | 0.10526 | 0 | 0 | 0 | 4.5537 | 0 | 0 | 0 | 6 | 100 | 0.19871 | 0.11578 | 0.31518 | 0 | 4.9477
2007-04-29 13:00 | 0.16862 | 74.8949 | 110.3986 | 20.0794 | 0.16775 | 0.29926 | 2.0741 | 2.0741 | 1.7 | 0 | 0.5202 | 2.0741 | 14.4286 | 0 | 0 | 0 | 0.29926 | 0.39379 | 0.3741 | 0 | 0 | 0 | 4.5537 | 0 | 0.09453 | -0.09453 | 5.9004 | 98.3393 | 0.19871 | 2.2815 | 0.23941 | 1.7 | 4.853
2007-04-29 14:00 | 0.39318 | 60.6222 | 102.4491 | 32.4355 | 0.39022 | 0.69616 | 0.86882 | 0.86882 | 0 | 0 | 0 | 0.86882 | 80.1271 | 0 | 0 | 0 | 0.69616 | 0.91454 | 0.86882 | 0 | 0 | 0.10503 | 4.4592 | 0 | 0.21839 | -0.21839 | 5.6702 | 94.5026 | 0.19871 | 0.9557 | 0.55693 | 0 | 5.1553
2007-04-29 15:00 | 0.21761 | 46.0998 | 100.7797 | 46.2707 | 0.21635 | 0.38597 | 0.44716 | 0.44716 | 0 | 0 | 0 | 0.44716 | 86.3159 | 0 | 0 | 0 | 0.38597 | 0.4707 | 0.44716 | 0 | 0 | 0.34768 | 4.2408 | 0 | 0.084726 | -0.084726 | 5.5809 | 93.0142 | 0.19871 | 0.49188 | 0.30878 | 0 | 4.6267
2007-04-29 16:00 | 0.1708 | 31.5446 | 100.8903 | 60.5675 | 0.16968 | 0.30271 | 0 | 0 | 0 | 0 | 0 | 0 | 0 | 0 | 0 | 0 | 0.30271 | 0 | 0 | 0 | 0 | 0.44182 | 4.156 | 0.30271 | 0 | 0.30271 | 5.868 | 97.8004 | 0.19861 | 0 | 0.24217 | 0 | 4.4588
2007-04-29 17:00 | 0.035901 | 17.0196 | 101.925 | 75.0456 | 0.035689 | 0.063668 | 2.3763 | 2.3763 | 1.7 | 0 | 0.5202 | 2.3763 | 2.6793 | 0 | 0 | 0 | 0.063668 | 0.71193 | 0.67634 | 0 | 0 | 0.13912 | 4.4285 | 0 | 0.64827 | -0.64827 | 5.1847 | 86.4115 | 0.19861 | 2.614 | 0.050935 | 1.7 | 4.4922
2007-04-29 18:00 | 0.018729 | 2.5712 | 103.7183 | 89.5926 | 0.018176 | 0.032426 | 1.4332 | 1.4332 | 1.7 | 0 | 0.5202 | 1.4332 | 2.2625 | 0 | 0 | 0 | 0.032426 | 0 | 0 | 0.26681 | 0.25347 | 0.85941 | 3.7802 | 0.2859 | 0 | 0.2859 | 5.4559 | 90.9319 | 0.19867 | 1.5765 | 0.025941 | 1.7 | 3.8126
2007-04-29 19:00 | 0 | 0 | 106.3926 | 90 | 0 | 0 | 1.2642 | 1.2642 | 1.7 | 0 | 0.5202 | 1.2642 | 0 | 0 | 0 | 0 | 0 | 0 | 0 | 0.43578 | 0.41399 | 0.57352 | 4.0375 | 0.41399 | 0 | 0.41399 | 5.8487 | 97.4776 | 0.19875 | 1.3906 | 0 | 1.7 | 4.0375
2007-04-29 20:00 | 0 | 0 | 110.3526 | 90 | 0 | 0 | 0.40222 | 0.40222 | 0 | 0 | 0 | 0.40222 | 0 | 0 | 0 | 0 | 0 | 0.42338 | 0.40222 | 0 | 0 | 0.15953 | 4.4101 | 0 | 0.42338 | -0.42338 | 5.4024 | 90.0395 | 0.19875 | 0.44244 | 0 | 0 | 4.4101
2007-04-29 21:00 | 0 | 0 | 116.5073 | 90 | 0 | 0 | 0.39958 | 0.39958 | 0 | 0 | 0 | 0.39958 | 0 | 0 | 0 | 0 | 0 | 0.42061 | 0.39958 | 0 | 0 | 0.62996 | 3.9867 | 0 | 0.42061 | -0.42061 | 4.959 | 82.6501 | 0.19875 | 0.43954 | 0 | 0 | 3.9867
2007-04-29 22:00 | 0 | 0 | 126.9143 | 90 | 0 | 0 | 0.13147 | 0.13147 | 0 | 0 | 0 | 0.13147 | 0 | 0 | 0 | 0 | 0 | 0.13839 | 0.13147 | 0 | 0 | 1.0973 | 3.5661 | 0 | 0.13839 | -0.13839 | 4.8131 | 80.2189 | 0.19875 | 0.14461 | 0 | 0 | 3.5661
2007-04-29 23:00 | 0 | 0 | 146.1374 | 90 | 0 | 0 | 0.52541 | 0.52541 | 0 | 0 | 0 | 0.52541 | 0 | 0 | 0 | 0 | 0 | 0.55306 | 0.52541 | 0 | 0 | 1.2511 | 3.4277 | 0 | 0.55306 | -0.55306 | 4.2302 | 70.5026 | 0.19875 | 0.57795 | 0 | 0 | 3.4277
2007-04-30 | 0 | 0 | 179.0578 | 90 | 0 | 0 | 0.10166 | 0.10166 | 0 | 0 | 0 | 0.10166 | 0 | 0 | 1.3878e-17 | 0 | 0 | 0.10701 | 0.10166 | 0 | 0 | 1.8656 | 2.8747 | 0 | 0.10701 | -0.10701 | 4.1174 | 68.6226 | 0.19875 | 0.11183 | 0 | 0 | 2.8747
2007-04-30 01:00 | 0 | 0 | -147.9365 | 90 | 0 | 0 | 0.49911 | 0.49911 | 0 | 0 | 0 | 0.49911 | 0 | 0 | 1.1102e-16 | 0 | 0 | 0.52538 | 0.49911 | 0 | 0 | 1.9845 | 2.7677 | 0 | 0.52538 | -0.52538 | 3.5636 | 59.3927 | 0.19875 | 0.54902 | 0 | 0 | 2.7677
2007-04-30 02:00 | 0 | 0 | -128.0954 | 90 | 0 | 0 | 0.012637 | 0.012637 | 0 | 0 | 0 | 0.012637 | 0 | 0 | 1.7347e-18 | 0 | 0 | 0.013302 | 0.012637 | 0 | 0 | 2.5682 | 2.2423 | 0 | 0.013302 | -0.013302 | 3.5495 | 59.1591 | 0.19875 | 0.013901 | 0 | 0 | 2.2423
2007-04-30 03:00 | 0 | 0 | -117.3145 | 90 | 0 | 0 | 0.10536 | 0.10536 | 0 | 0 | 0 | 0.10536 | 0 | 0 | 0 | 0 | 0 | 0.1109 | 0.10536 | 0 | 0 | 2.583 | 2.229 | 0 | 0.1109 | -0.1109 | 3.4326 | 57.2107 | 0.19875 | 0.11589 | 0 | 0 | 2.229
2007-04-30 04:00 | 0 | 0 | -110.9596 | 90 | 0 | 0 | 0.063176 | 0.063176 | 0 | 0 | 0 | 0.063176 | 0 | 0 | 0 | 0 | 0 | 0.066501 | 0.063176 | 0 | 0 | 2.7062 | 2.1181 | 0 | 0.066501 | -0.066501 | 3.3625 | 56.0424 | 0.19875 | 0.069494 | 0 | 0 | 2.1181
2007-04-30 05:00 | 0 | 0 | -106.8899 | 90 | 0 | 0 | 0.2324 | 0.2324 | 0 | 0 | 0 | 0.2324 | 0 | 0 | 2.7756e-17 | 0 | 0 | 0.24463 | 0.2324 | 0 | 0 | 2.7801 | 2.0516 | 0 | 0.24463 | -0.24463 | 3.1047 | 51.7446 | 0.19875 | 0.25564 | 0 | 0 | 2.0516
2007-04-30 06:00 | 0.043928 | 1.8456 | -104.1565 | 90.3764 | 0.007581 | 0.013524 | 0.59763 | 0.59763 | 0 | 0 | 0 | 0.59763 | 2.263 | 0 | 1.1102e-16 | 0 | 0.013524 | 0.62908 | 0.59763 | 0 | 0 | 3.0519 | 1.8069 | 0 | 0.61556 | -0.61556 | 2.4558 | 40.9304 | 0.19875 | 0.65739 | 0.01082 | 0 | 1.8205
2007-04-30 07:00 | 0.28125 | 16.2694 | -102.3366 | 75.8488 | 0.24826 | 0.4429 | 0 | 0 | 0 | 0 | 0 | 0 | 0 | 0 | 0 | 0 | 0.4429 | 0 | 0 | 0 | 0 | 3.7359 | 1.1914 | 0.4429 | 0 | 0.4429 | 2.876 | 47.9332 | 0.1986 | 0 | 0.35432 | 0 | 1.6343
2007-04-30 08:00 | 0.4723 | 30.7733 | -101.3006 | 61.3886 | 0.44622 | 0.79606 | 1.2501 | 1.2501 | 0 | 0 | 0 | 1.2501 | 63.6776 | 0 | 2.2204e-16 | 0 | 0.79606 | 1.3159 | 1.2501 | 0 | 0 | 3.293 | 1.59 | 0 | 0.51988 | -0.51988 | 2.328 | 38.7999 | 0.1986 | 1.3752 | 0.63685 | 0 | 2.3861
2007-04-30 09:00 | 0.64197 | 45.3079 | -101.2119 | 47.1085 | 0.61901 | 1.1043 | 1.4678 | 1.4678 | 1.7 | 0 | 0.5202 | 1.4678 | 75.2368 | 0 | 0 | 0 | 1.1043 | 0 | 0 | 0.23222 | 0.22061 | 3.8706 | 1.0701 | 1.3249 | 0 | 1.3249 | 3.5849 | 59.7487 | 0.19881 | 1.6146 | 0.88345 | 1.7 | 2.1744
2007-04-30 10:00 | 0.90138 | 59.8069 | -102.9145 | 33.2829 | 0.87436 | 1.5599 | 0.2017 | 0.2017 | 1.2395 | 0 | 0.39447 | 0.2017 | 773.3499 | 0 | 0 | 0 | 1.5599 | 0 | 0 | 1.0377 | 0.98586 | 2.5457 | 2.2625 | 2.5457 | 0 | 2.5457 | 6 | 100 | 0.19838 | 0.22187 | 1.2479 | 1.7 | 3.8224
2007-04-30 11:00 | 0.93607 | 74.0504 | -110.6664 | 20.8758 | 0.91267 | 1.6282 | 1.2979 | 1.2979 | 0.425 | 0 | 0.17213 | 1.2979 | 125.4452 | 0.70932 | 0 | 0 | 1.6282 | 0.91889 | 0.87294 | 0 | 0 | 0 | 4.5537 | 0 | 0 | 0 | 6 | 100 | 0.19838 | 1.4277 | 1.3026 | 1.7 | 6.1819
2007-04-30 12:00 | 0.90568 | 84.7344 | -175.9378 | 14.2897 | 0.88526 | 1.5793 | 1.0704 | 1.0704 | 0 | 0 | 0 | 1.0704 | 147.547 | 0.45259 | 0 | 0 | 1.5793 | 1.1267 | 1.0704 | 0 | 0 | 0 | 4.5537 | 0 | 0 | 0 | 6 | 100 | 0.19838 | 1.1774 | 1.2634 | 0 | 6.133
2007-04-30 13:00 | 0.83903 | 74.7588 | 111.5249 | 20.3278 | 0.82011 | 1.4631 | 0.50299 | 0.50299 | 0 | 0 | 0 | 0.50299 | 290.8752 | 0.93361 | 0 | 0 | 1.4631 | 0.52946 | 0.50299 | 0 | 0 | 0 | 4.5537 | 0 | 0 | 0 | 6 | 100 | 0.19838 | 0.55329 | 1.1705 | 0 | 6.0168
2007-04-30 14:00 | 0.77641 | 60.5466 | 103.092 | 32.5979 | 0.75557 | 1.3479 | 0 | 0 | 0 | 0 | 0 | 0 | 0 | 1.3479 | 0 | 0 | 1.3479 | 0 | 0 | 0 | 0 | 0 | 4.5537 | 0 | 0 | 0 | 6 | 100 | 0.19838 | 0 | 1.0784 | 0 | 5.9016
2007-04-30 15:00 | 0.60606 | 46.0525 | 101.2428 | 46.3852 | 0.58651 | 1.0463 | 1.305 | 1.305 | 0.425 | 0 | 0.17213 | 1.305 | 80.1814 | 0.12006 | 0 | 0 | 1.0463 | 0.92627 | 0.87996 | 0 | 0 | 0 | 4.5537 | 0 | 0 | 0 | 6 | 100 | 0.19838 | 1.4355 | 0.83707 | 1.7 | 5.6
2007-04-30 16:00 | 0.53074 | 31.5178 | 101.27 | 60.6511 | 0.50029 | 0.89252 | 0.22165 | 0.22165 | 0 | 0 | 0 | 0.22165 | 402.6701 | 0.6592 | 0 | 0 | 0.89252 | 0.23332 | 0.22165 | 0 | 0 | 0 | 4.5537 | 0 | 0 | 0 | 6 | 100 | 0.19838 | 0.24382 | 0.71402 | 0 | 5.4462
2007-04-30 17:00 | 0.25759 | 17.0112 | 102.2645 | 75.1055 | 0.23197 | 0.41384 | 4.2027 | 3.08 | 1.7 | 0 | 0.5202 | 3.08 | 13.4363 | 2.2204e-16 | 1.1227 | 1.543 | 0.41384 | 1.4526 | 1.38 | 0 | 0 | 0 | 4.5537 | 0 | 1.0388 | -1.0388 | 4.905 | 81.7503 | 0.19838 | 4.623 | 0.33107 | 1.7 | 4.9675
2007-04-30 18:00 | 0.038774 | 2.5819 | 104.0432 | 89.6314 | 0.023815 | 0.042485 | 2.2028 | 2.2028 | 1.7 | 0 | 0.5202 | 2.2028 | 1.9287 | 0 | 0 | 0 | 0.042485 | 0.52925 | 0.50279 | 0 | 0 | 1.1542 | 3.5149 | 0 | 0.48676 | -0.48676 | 4.3919 | 73.1987 | 0.19838 | 2.4231 | 0.033988 | 1.7 | 3.5574
2007-04-30 19:00 | 0 | 0 | 106.7225 | 90 | 0 | 0 | 1.3276 | 1.3276 | 1.7 | 0 | 0.5202 | 1.3276 | 0 | 0 | 0 | 0 | 0 | 0 | 0 | 0.37243 | 0.35381 | 1.6951 | 3.0281 | 0.35381 | 0 | 0.35381 | 4.7276 | 78.7929 | 0.19845 | 1.4603 | 0 | 1.7 | 3.0281
2007-04-30 20:00 | 0 | 0 | 110.7069 | 90 | 0 | 0 | 1.1755 | 1.1755 | 1.7 | 0 | 0.5202 | 1.1755 | 0 | 0 | 0 | 0 | 0 | 0 | 0 | 0.52445 | 0.49823 | 1.3413 | 3.3466 | 0.49823 | 0 | 0.49823 | 5.2002 | 86.6706 | 0.19855 | 1.2931 | 0 | 1.7 | 3.3466
2007-04-30 21:00 | 0 | 0 | 116.9072 | 90 | 0 | 0 | 0.19225 | 0.19225 | 0 | 0 | 0 | 0.19225 | 0 | 0 | 2.7756e-17 | 0 | 0 | 0.20237 | 0.19225 | 0 | 0 | 0.84303 | 3.795 | 0 | 0.20237 | -0.20237 | 4.9869 | 83.1153 | 0.19855 | 0.21148 | 0 | 0 | 3.795
2007-04-30 22:00 | 0 | 0 | 127.3756 | 90 | 0 | 0 | 0.16522 | 0.16522 | 0 | 0 | 0 | 0.16522 | 0 | 0 | 0 | 0 | 0 | 0.17391 | 0.16522 | 0 | 0 | 1.0679 | 3.5926 | 0 | 0.17391 | -0.17391 | 4.8036 | 80.06 | 0.19855 | 0.18174 | 0 | 0 | 3.5926
2007-04-30 23:00 | 0 | 0 | 146.5962 | 90 | 0 | 0 | 0.42031 | 0.42031 | 0 | 0 | 0 | 0.42031 | 0 | 0 | 5.5511e-17 | 0 | 0 | 0.44243 | 0.42031 | 0 | 0 | 1.2611 | 3.4187 | 0 | 0.44243 | -0.44243 | 4.3372 | 72.2872 | 0.19855 | 0.46234 | 0 | 0 | 3.4187
2007-05-01 | 0 | 0 | 179.1608 | 90 | 0 | 0 | 0.31057 | 0.31057 | 0 | 0 | 0 | 0.31057 | 0 | 0 | 0 | 0 | 0 | 0.32692 | 0.31057 | 0 | 0 | 1.7527 | 2.9762 | 0 | 0.32692 | -0.32692 | 3.9926 | 66.5439 | 0.19855 | 0.34163 | 0 | 0 | 2.9762
2007-05-01 01:00 | 0 | 0 | -148.2417 | 90 | 0 | 0 | 0.32496 | 0.32496 | 0 | 0 | 0 | 0.32496 | 0 | 0 | 0 | 0 | 0 | 0.34206 | 0.32496 | 0 | 0 | 2.116 | 2.6493 | 0 | 0.34206 | -0.34206 | 3.6321 | 60.5344 | 0.19855 | 0.35746 | 0 | 0 | 2.6493
2007-05-01 02:00 | 0 | 0 | -128.4776 | 90 | 0 | 0 | 0.12239 | 0.12239 | 0 | 0 | 0 | 0.12239 | 0 | 0 | 1.3878e-17 | 0 | 0 | 0.12884 | 0.12239 | 0 | 0 | 2.496 | 2.3073 | 0 | 0.12884 | -0.12884 | 3.4963 | 58.271 | 0.19855 | 0.13463 | 0 | 0 | 2.3073
2007-05-01 03:00 | 0 | 0 | -117.6698 | 90 | 0 | 0 | 0.39952 | 0.39952 | 0 | 0 | 0 | 0.39952 | 0 | 0 | 5.5511e-17 | 0 | 0 | 0.42055 | 0.39952 | 0 | 0 | 2.6392 | 2.1784 | 0 | 0.42055 | -0.42055 | 3.053 | 50.8827 | 0.19855 | 0.43948 | 0 | 0 | 2.1784
2007-05-01 04:00 | 0 | 0 | -111.2852 | 90 | 0 | 0 | 0.016824 | 0.016824 | 0 | 0 | 0 | 0.016824 | 0 | 0 | 3.4694e-18 | 0 | 0 | 0.01771 | 0.016824 | 0 | 0 | 3.1065 | 1.7579 | 0 | 0.01771 | -0.01771 | 3.0343 | 50.5716 | 0.19855 | 0.018507 | 0 | 0 | 1.7579
2007-05-01 05:00 | 0 | 0 | -107.1994 | 90 | 0 | 0 | 0.30995 | 0.30995 | 0 | 0 | 0 | 0.30995 | 0 | 0 | 5.5511e-17 | 0 | 0 | 0.32626 | 0.30995 | 0 | 0 | 3.1261 | 1.7402 | 0 | 0.32626 | -0.32626 | 2.6904 | 44.8398 | 0.19855 | 0.34094 | 0 | 0 | 1.7402
2007-05-01 06:00 | 0.026705 | 1.93 | -104.4656 | 90.34 | 0.021209 | 0.037837 | 0.60763 | 0.60763 | 0 | 0 | 0 | 0.60763 | 6.227 | 0 | 1.1102e-16 | 0 | 0.037837 | 0.63961 | 0.60763 | 0 | 0 | 3.4886 | 1.4139 | 0 | 0.60178 | -0.60178 | 2.0561 | 34.2677 | 0.19855 | 0.6684 | 0.03027 | 0 | 1.4517
2007-05-01 07:00 | 0.1658 | 16.3349 | -102.6632 | 75.8337 | 0.15887 | 0.28342 | 0 | 0 | 0 | 0 | 0 | 0 | 0 | 0 | 0 | 0 | 0.28342 | 0 | 0 | 0 | 0 | 4.1573 | 0.81213 | 0.28342 | 0 | 0.28342 | 2.3249 | 38.7489 | 0.19846 | 0 | 0.22673 | 0 | 1.0955
2007-05-01 08:00 | 0.299 | 30.8204 | -101.6694 | 61.3978 | 0.29242 | 0.52167 | 0.54204 | 0.54204 | 0 | 0 | 0 | 0.54204 | 96.2418 | 0 | 0 | 0 | 0.52167 | 0.57057 | 0.54204 | 0 | 0 | 3.8739 | 1.0672 | 0 | 0.048899 | -0.048899 | 2.2734 | 37.8898 | 0.19846 | 0.59625 | 0.41734 | 0 | 1.5889
2007-05-01 09:00 | 0.38622 | 45.3342 | -101.6658 | 47.1497 | 0.38112 | 0.67992 | 0.37748 | 0.37748 | 0 | 0 | 0 | 0.37748 | 180.1191 | 0 | 0 | 0 | 0.67992 | 0.39735 | 0.37748 | 0 | 0 | 3.9282 | 1.0183 | 0.28257 | 0 | 0.28257 | 2.5415 | 42.3576 | 0.19836 | 0.41523 | 0.54393 | 0 | 1.6982
2007-05-01 10:00 | 0.73117 | 59.8043 | -103.5512 | 33.3745 | 0.71199 | 1.2702 | 2.3235 | 2.3235 | 1.7 | 0 | 0.5202 | 2.3235 | 54.6666 | 0 | 0 | 0 | 1.2702 | 0.65635 | 0.62353 | 0 | 0 | 3.6456 | 1.2726 | 0.61385 | 0 | 0.61385 | 3.1238 | 52.0633 | 0.19845 | 2.5559 | 1.0162 | 1.7 | 2.5428
2007-05-01 11:00 | 0.57404 | 73.9858 | -111.8055 | 21.063 | 0.56716 | 1.0118 | 2.2198 | 2.2198 | 1.7 | 0 | 0.5202 | 2.2198 | 45.5819 | 0 | 0 | 0 | 1.0118 | 0.54713 | 0.51977 | 0 | 0 | 3.0318 | 1.8251 | 0.46469 | 0 | 0.46469 | 3.5646 | 59.4107 | 0.19852 | 2.4417 | 0.80945 | 1.7 | 2.8369
2007-05-01 12:00 | 0.75286 | 84.4193 | -176.5423 | 14.6069 | 0.73917 | 1.3187 | 0.89242 | 0.89242 | 1.7 | 0 | 0.5202 | 0.89242 | 147.7649 | 0 | 0 | 0 | 1.3187 | 0 | 0 | 0.80758 | 0.7672 | 2.5671 | 2.2433 | 2.0859 | 0 | 2.0859 | 5.5435 | 92.3914 | 0.19848 | 0.98166 | 1.0549 | 1.7 | 3.562
2007-05-01 13:00 | 0.66138 | 74.6208 | 112.6194 | 20.5736 | 0.65092 | 1.1612 | 0.6319 | 0.6319 | 0 | 0 | 0 | 0.6319 | 183.7695 | 0.014868 | 0 | 0 | 1.1612 | 0.66516 | 0.6319 | 0 | 0 | 0.48121 | 4.1206 | 0.48121 | 0 | 0.48121 | 6 | 100 | 0.19832 | 0.69509 | 0.92899 | 0 | 5.2818
2007-05-01 14:00 | 0.54775 | 60.4708 | 103.724 | 32.7586 | 0.53954 | 0.96254 | 1.0506 | 1.0506 | 0 | 0 | 0 | 1.0506 | 91.6223 | 0 | 0 | 0 | 0.96254 | 1.1058 | 1.0506 | 0 | 0 | 0 | 4.5537 | 0 | 0.1433 | -0.1433 | 5.849 | 97.4824 | 0.19832 | 1.1556 | 0.77004 | 0 | 5.5162
2007-05-01 15:00 | 0.43879 | 46.0059 | 101.6992 | 46.498 | 0.43123 | 0.76931 | 0.51191 | 0.51191 | 0 | 0 | 0 | 0.51191 | 150.2832 | 0.071233 | 0 | 0 | 0.76931 | 0.53885 | 0.51191 | 0 | 0 | 0.15923 | 4.4104 | 0.15923 | 0 | 0.15923 | 6 | 100 | 0.19827 | 0.5631 | 0.61545 | 0 | 5.1797
2007-05-01 16:00 | 0.12627 | 31.4922 | 101.6443 | 60.7327 | 0.12551 | 0.22391 | 0.17653 | 0.17653 | 0 | 0 | 0 | 0.17653 | 126.8386 | 0.038087 | 0 | 0 | 0.22391 | 0.18582 | 0.17653 | 0 | 0 | 0 | 4.5537 | 0 | 0 | 0 | 6 | 100 | 0.19827 | 0.19418 | 0.17912 | 0 | 4.7776
2007-05-01 17:00 | 0.032902 | 17.0042 | 102.5993 | 75.1632 | 0.032708 | 0.058351 | 1.358 | 1.358 | 1.3026 | 0 | 0.41171 | 1.358 | 4.2967 | 0 | 0 | 0 | 0.058351 | 0.058351 | 0.055434 | 0 | 0 | 0 | 4.5537 | 0 | 0 | 0 | 6 | 100 | 0.19827 | 1.4938 | 0.046681 | 1.7 | 4.612
2007-05-01 18:00 | 0.018966 | 2.5943 | 104.3635 | 89.6679 | 0.018374 | 0.03278 | 0.74306 | 0.74306 | 0 | 0 | 0 | 0.74306 | 4.4114 | 0 | 1.1102e-16 | 0 | 0.03278 | 0.78217 | 0.74306 | 0 | 0 | 0 | 4.5537 | 0 | 0.74939 | -0.74939 | 5.2101 | 86.8345 | 0.19827 | 0.81737 | 0.026224 | 0 | 4.5865
2007-05-01 19:00 | 0 | 0 | 107.0476 | 90 | 0 | 0 | 3.9526 | 3.08 | 1.7 | 0 | 0.5202 | 3.08 | 0 | 0 | 0.87256 | 1.2678 | 0 | 1.4526 | 1.38 | 0 | 0 | 0.83266 | 3.8043 | 0 | 1.4526 | -1.4526 | 3.6789 | 61.3144 | 0.19827 | 4.3478 | 0 | 1.7 | 3.8043
2007-05-01 20:00 | 0 | 0 | 111.0555 | 90 | 0 | 0 | 0 | 0 | 1.4526 | 0 | 0.45267 | 0 | 0 | 0 | 0 | 0 | 0 | 0 | 0 | 1.4526 | 1.38 | 2.4467 | 2.3517 | 1.38 | 0 | 1.38 | 4.9881 | 83.1341 | 0.19833 | 0 | 0 | 1.7 | 2.3517
2007-05-01 21:00 | 0 | 0 | 117.2998 | 90 | 0 | 0 | 1.6604 | 1.6604 | 1.7 | 0 | 0.5202 | 1.6604 | 0 | 0 | 0 | 0 | 0 | 0 | 0 | 0.039557 | 0.037579 | 1.0667 | 3.5937 | 0.037579 | 0 | 0.037579 | 5.0237 | 83.7283 | 0.19834 | 1.8265 | 0 | 1.7 | 3.5937
2007-05-01 22:00 | 0 | 0 | 127.8259 | 90 | 0 | 0 | 0.23931 | 0.23931 | 0 | 0 | 0 | 0.23931 | 0 | 0 | 2.7756e-17 | 0 | 0 | 0.2519 | 0.23931 | 0 | 0 | 1.0291 | 3.6275 | 0 | 0.2519 | -0.2519 | 4.7582 | 79.3028 | 0.19834 | 0.26324 | 0 | 0 | 3.6275
2007-05-01 23:00 | 0 | 0 | 147.0386 | 90 | 0 | 0 | 0.19549 | 0.19549 | 0 | 0 | 0 | 0.19549 | 0 | 0 | 0 | 0 | 0 | 0.20578 | 0.19549 | 0 | 0 | 1.309 | 3.3756 | 0 | 0.20578 | -0.20578 | 4.5413 | 75.6876 | 0.19834 | 0.21504 | 0 | 0 | 3.3756
2007-05-02 | 0 | 0 | 179.2552 | 90 | 0 | 0 | 0.304 | 0.304 | 0 | 0 | 0 | 0.304 | 0 | 0 | 5.5511e-17 | 0 | 0 | 0.32 | 0.304 | 0 | 0 | 1.5377 | 3.1698 | 0 | 0.32 | -0.32 | 4.204 | 70.0659 | 0.19834 | 0.3344 | 0 | 0 | 3.1698
2007-05-02 01:00 | 0 | 0 | -148.5405 | 90 | 0 | 0 | 0.1553 | 0.1553 | 0 | 0 | 0 | 0.1553 | 0 | 0 | 0 | 0 | 0 | 0.16348 | 0.1553 | 0 | 0 | 1.8932 | 2.8498 | 0 | 0.16348 | -0.16348 | 4.0316 | 67.1938 | 0.19834 | 0.17083 | 0 | 0 | 2.8498
2007-05-02 02:00 | 0 | 0 | -128.8528 | 90 | 0 | 0 | 0 | 0 | 0 | 0 | 0 | 0 | 0 | 0 | 0 | 0 | 0 | 0 | 0 | 0 | 0 | 2.0748 | 2.6863 | 0 | 0 | 0 | 4.0316 | 67.1938 | 0.19834 | 0 | 0 | 0 | 2.6863
2007-05-02 03:00 | 0 | 0 | -118.0197 | 90 | 0 | 0 | 0.15909 | 0.15909 | 0 | 0 | 0 | 0.15909 | 0 | 0 | 2.7756e-17 | 0 | 0 | 0.16747 | 0.15909 | 0 | 0 | 2.0748 | 2.6863 | 0 | 0.16747 | -0.16747 | 3.8551 | 64.2518 | 0.19834 | 0.175 | 0 | 0 | 2.6863
2007-05-02 04:00 | 0 | 0 | -111.6062 | 90 | 0 | 0 | 0.072439 | 0.072439 | 0 | 0 | 0 | 0.072439 | 0 | 0 | 0 | 0 | 0 | 0.076252 | 0.072439 | 0 | 0 | 2.2609 | 2.5189 | 0 | 0.076252 | -0.076252 | 3.7747 | 62.9122 | 0.19834 | 0.079683 | 0 | 0 | 2.5189
2007-05-02 05:00 | 0 | 0 | -107.5049 | 90 | 0 | 0 | 0.22905 | 0.22905 | 0 | 0 | 0 | 0.22905 | 0 | 0 | 2.7756e-17 | 0 | 0 | 0.2411 | 0.22905 | 0 | 0 | 2.3456 | 2.4426 | 0 | 0.2411 | -0.2411 | 3.5206 | 58.6764 | 0.19834 | 0.25195 | 0 | 0 | 2.4426
2007-05-02 06:00 | 0.047331 | 2.0112 | -104.7708 | 90.306 | 0.0062188 | 0.011094 | 0.041054 | 0.041054 | 0 | 0 | 0 | 0.041054 | 27.0234 | 0 | 6.9389e-18 | 0 | 0.011094 | 0.043215 | 0.041054 | 0 | 0 | 2.6135 | 2.2015 | 0 | 0.032121 | -0.032121 | 3.4867 | 58.1121 | 0.19834 | 0.04516 | 0.0088754 | 0 | 2.2126
2007-05-02 07:00 | 0.30389 | 16.3971 | -102.9858 | 75.8211 | 0.26616 | 0.47483 | 0.40441 | 0.40441 | 0 | 0 | 0 | 0.40441 | 117.414 | 0 | 0 | 0 | 0.47483 | 0.42569 | 0.40441 | 0 | 0 | 2.6492 | 2.1694 | 0.049139 | 0 | 0.049139 | 3.5334 | 58.8891 | 0.19832 | 0.44485 | 0.37987 | 0 | 2.6442
2007-05-02 08:00 | 0.57121 | 30.8639 | -102.0336 | 61.4097 | 0.53533 | 0.95503 | 1.5377 | 1.5377 | 1.7 | 0 | 0.5202 | 1.5377 | 62.1071 | 0 | 0 | 0 | 0.95503 | 0 | 0 | 0.16228 | 0.15417 | 2.6001 | 2.2136 | 1.1092 | 0 | 1.1092 | 4.5856 | 76.427 | 0.19849 | 1.6915 | 0.76403 | 1.7 | 3.1686
2007-05-02 09:00 | 0.70273 | 45.3566 | -102.1139 | 47.1938 | 0.67422 | 1.2028 | 0.58477 | 0.58477 | 0.85844 | 0 | 0.29045 | 0.58477 | 205.6916 | 0 | 0 | 0 | 1.2028 | 0 | 0 | 0.27367 | 0.25999 | 1.4909 | 3.2119 | 1.4628 | 0 | 1.4628 | 5.9734 | 99.5559 | 0.19823 | 0.64324 | 0.96225 | 1.7 | 4.4147
2007-05-02 10:00 | 0.92429 | 59.7968 | -104.1786 | 33.469 | 0.89476 | 1.5963 | 0.42594 | 0.42594 | 0 | 0 | 0 | 0.42594 | 374.7619 | 1.1198 | 0 | 0 | 1.5963 | 0.44836 | 0.42594 | 0 | 0 | 0.028087 | 4.5284 | 0.028087 | 0 | 0.028087 | 6 | 100 | 0.19823 | 0.46853 | 1.277 | 0 | 6.1247
2007-05-02 11:00 | 0.98592 | 73.9144 | -112.9178 | 21.2521 | 0.95905 | 1.711 | 0 | 0 | 0 | 0 | 0 | 0 | 0 | 1.711 | 0 | 0 | 1.711 | 0 | 0 | 0 | 0 | 0 | 4.5537 | 0 | 0 | 0 | 6 | 100 | 0.19823 | 0 | 1.3688 | 0 | 6.2646
2007-05-02 12:00 | 1.0729 | 84.1078 | -177.0571 | 14.9199 | 1.0449 | 1.8642 | 1.6366 | 1.6366 | 0.425 | 0 | 0.17213 | 1.6366 | 113.9012 | 0.58874 | 0 | 0 | 1.8642 | 1.2754 | 1.2116 | 0 | 0 | 0 | 4.5537 | 0 | 0 | 0 | 6 | 100 | 0.19823 | 1.8003 | 1.4913 | 1.7 | 6.4178
2007-05-02 13:00 | 0.78297 | 74.4813 | 113.6825 | 20.8166 | 0.76577 | 1.3661 | 0 | 0 | 0 | 0 | 0 | 0 | 0 | 1.3661 | 0 | 0 | 1.3661 | 0 | 0 | 0 | 0 | 0 | 4.5537 | 0 | 0 | 0 | 6 | 100 | 0.19823 | 0 | 1.0929 | 0 | 5.9198
2007-05-02 14:00 | 0.93035 | 60.395 | 104.3451 | 32.9174 | 0.90088 | 1.6072 | 3.2522 | 3.08 | 1.7 | 0 | 0.5202 | 3.08 | 52.1806 | 0.15453 | 0.17222 | 0.49744 | 1.6072 | 1.4526 | 1.38 | 0 | 0 | 0 | 4.5537 | 0 | 0 | 0 | 6 | 100 | 0.19823 | 3.5774 | 1.2857 | 1.7 | 6.1609
2007-05-02 15:00 | 0.77023 | 45.9601 | 102.1486 | 46.609 | 0.73866 | 1.3178 | 0.98769 | 0.98769 | 0 | 0 | 0 | 0.98769 | 133.4197 | 0.2781 | 0 | 0 | 1.3178 | 1.0397 | 0.98769 | 0 | 0 | 0 | 4.5537 | 0 | 0 | 0 | 6 | 100 | 0.19823 | 1.0865 | 1.0542 | 0 | 5.8715
2007-05-02 16:00 | 0.54528 | 31.4676 | 102.0134 | 60.8123 | 0.512 | 0.9134 | 0.19464 | 0.19464 | 0 | 0 | 0 | 0.19464 | 469.2865 | 0.70852 | 0 | 0 | 0.9134 | 0.20488 | 0.19464 | 0 | 0 | 0 | 4.5537 | 0 | 0 | 0 | 6 | 100 | 0.19823 | 0.2141 | 0.73072 | 0 | 5.4671
2007-05-02 17:00 | 0.22041 | 16.9987 | 102.9294 | 75.2186 | 0.20291 | 0.36199 | 0.60935 | 0.60935 | 0 | 0 | 0 | 0.60935 | 59.4052 | 0 | 0 | 0 | 0.36199 | 0.64143 | 0.60935 | 0 | 0 | 0 | 4.5537 | 0 | 0.27944 | -0.27944 | 5.7055 | 95.0908 | 0.19823 | 0.67029 | 0.28959 | 0 | 4.9157
2007-05-02 18:00 | 0.024838 | 2.6082 | 104.6792 | 89.7021 | 0.022874 | 0.040808 | 1.7553 | 1.7553 | 1.7 | 0 | 0.5202 | 1.7553 | 2.3249 | 6.245e-17 | 0 | 0 | 0.040808 | 0.058173 | 0.055264 | 0 | 0 | 0.31049 | 4.2743 | 0 | 0.017365 | -0.017365 | 5.6872 | 94.7857 | 0.19823 | 1.9308 | 0.032646 | 1.7 | 4.3151
2007-05-02 19:00 | 0 | 0 | 107.3678 | 90 | 0 | 0 | 1.1017 | 1.1017 | 0 | 0 | 0 | 1.1017 | 0 | 0 | 2.2204e-16 | 0 | 0 | 1.1596 | 1.1017 | 0 | 0 | 0.32978 | 4.2569 | 0 | 1.1596 | -1.1596 | 4.4648 | 74.4131 | 0.19823 | 1.2118 | 0 | 0 | 4.2569
2007-05-02 20:00 | 0 | 0 | 111.3984 | 90 | 0 | 0 | 2.6034 | 2.6034 | 1.7 | 0 | 0.5202 | 2.6034 | 0 | 0 | 0 | 0 | 0 | 0.95098 | 0.90343 | 0 | 0 | 1.6183 | 3.0973 | 0 | 0.95098 | -0.95098 | 3.4624 | 57.7062 | 0.19823 | 2.8638 | 0 | 1.7 | 3.0973
2007-05-02 21:00 | 0 | 0 | 117.685 | 90 | 0 | 0 | 2.6009 | 2.6009 | 1.7 | 0 | 0.5202 | 2.6009 | 0 | 0 | 0 | 0 | 0 | 0.94827 | 0.90085 | 0 | 0 | 2.6749 | 2.1463 | 0 | 0.94827 | -0.94827 | 2.4628 | 41.0468 | 0.19823 | 2.8609 | 0 | 1.7 | 2.1463
2007-05-02 22:00 | 0 | 0 | 128.2652 | 90 | 0 | 0 | 0.40149 | 0.40149 | 1.7 | 0 | 0.5202 | 0.40149 | 0 | 0 | 0 | 0 | 0 | 0 | 0 | 1.2985 | 1.2336 | 3.7285 | 1.198 | 1.2336 | 0 | 1.2336 | 3.6331 | 60.5515 | 0.19846 | 0.44164 | 0 | 1.7 | 1.198
2007-05-02 23:00 | 0 | 0 | 147.4648 | 90 | 0 | 0 | 0.31003 | 0.31003 | 1.7 | 0 | 0.5202 | 0.31003 | 0 | 0 | 0 | 0 | 0 | 0 | 0 | 1.39 | 1.3205 | 2.4949 | 2.3082 | 1.3205 | 0 | 1.3205 | 4.8858 | 81.4299 | 0.19866 | 0.34104 | 0 | 1.7 | 2.3082
2007-05-03 | 0 | 0 | 179.3414 | 90 | 0 | 0 | 0.18089 | 0.18089 | 0 | 0 | 0 | 0.18089 | 0 | 0 | 0 | 0 | 0 | 0.19041 | 0.18089 | 0 | 0 | 1.1745 | 3.4967 | 0 | 0.19041 | -0.19041 | 4.6851 | 78.0848 | 0.19866 | 0.19897 | 0 | 0 | 3.4967
2007-05-03 01:00 | 0 | 0 | -148.8331 | 90 | 0 | 0 | 0 | 0 | 0 | 0 | 0 | 0 | 0 | 0 | 0 | 0 | 0 | 0 | 0 | 0 | 0 | 1.386 | 3.3063 | 0 | 0 | 0 | 4.6851 | 78.0848 | 0.19866 | 0 | 0 | 0 | 3.3063
2007-05-03 02:00 | 0 | 0 | -129.221 | 90 | 0 | 0 | 0.22801 | 0.22801 | 0 | 0 | 0 | 0.22801 | 0 | 0 | 0 | 0 | 0 | 0.24002 | 0.22801 | 0 | 0 | 1.386 | 3.3063 | 0 | 0.24002 | -0.24002 | 4.4321 | 73.8682 | 0.19866 | 0.25082 | 0 | 0 | 3.3063
2007-05-03 03:00 | 0 | 0 | -118.3641 | 90 | 0 | 0 | 0.085082 | 0.085082 | 0 | 0 | 0 | 0.085082 | 0 | 0 | 1.3878e-17 | 0 | 0 | 0.08956 | 0.085082 | 0 | 0 | 1.6527 | 3.0662 | 0 | 0.08956 | -0.08956 | 4.3377 | 72.2948 | 0.19866 | 0.093591 | 0 | 0 | 3.0662
2007-05-03 04:00 | 0 | 0 | -111.9228 | 90 | 0 | 0 | 0.076876 | 0.076876 | 0 | 0 | 0 | 0.076876 | 0 | 0 | 0 | 0 | 0 | 0.080923 | 0.076876 | 0 | 0 | 1.7522 | 2.9767 | 0 | 0.080923 | -0.080923 | 4.2524 | 70.8731 | 0.19866 | 0.084564 | 0 | 0 | 2.9767
2007-05-03 05:00 | 0 | 0 | -107.8062 | 90 | 0 | 0 | 0.20364 | 0.20364 | 0 | 0 | 0 | 0.20364 | 0 | 0 | 2.7756e-17 | 0 | 0 | 0.21436 | 0.20364 | 0 | 0 | 1.8421 | 2.8958 | 0 | 0.21436 | -0.21436 | 4.0264 | 67.1072 | 0.19866 | 0.22401 | 0 | 0 | 2.8958
2007-05-03 06:00 | 0.02744 | 2.0894 | -105.0721 | 90.2744 | 0.021897 | 0.039064 | 0.5083 | 0.5083 | 0 | 0 | 0 | 0.5083 | 7.6853 | 0 | 0 | 0 | 0.039064 | 0.53505 | 0.5083 | 0 | 0 | 2.0803 | 2.6814 | 0 | 0.49599 | -0.49599 | 3.5036 | 58.3935 | 0.19866 | 0.55913 | 0.031252 | 0 | 2.7205
2007-05-03 07:00 | 0.2044 | 16.4561 | -103.3042 | 75.8111 | 0.18886 | 0.33693 | 0 | 0 | 0 | 0 | 0 | 0 | 0 | 0 | 0 | 0 | 0.33693 | 0 | 0 | 0 | 0 | 2.6314 | 2.1854 | 0.33693 | 0 | 0.33693 | 3.8233 | 63.7208 | 0.19855 | 0 | 0.26954 | 0 | 2.5223
2007-05-03 08:00 | 0.36573 | 30.9039 | -102.393 | 61.4242 | 0.35173 | 0.62749 | 0.96344 | 0.96344 | 0 | 0 | 0 | 0.96344 | 65.1295 | 0 | 1.1102e-16 | 0 | 0.62749 | 1.0142 | 0.96344 | 0 | 0 | 2.2945 | 2.4886 | 0 | 0.38667 | -0.38667 | 3.4157 | 56.9278 | 0.19855 | 1.0598 | 0.50199 | 0 | 3.1161
2007-05-03 09:00 | 0.63359 | 45.375 | -102.5558 | 47.2407 | 0.6094 | 1.0872 | 0.37109 | 0.37109 | 0 | 0 | 0 | 0.37109 | 292.963 | 0 | 0 | 0 | 1.0872 | 0.39062 | 0.37109 | 0 | 0 | 2.7241 | 2.102 | 0.69654 | 0 | 0.69654 | 4.0765 | 67.9411 | 0.19833 | 0.4082 | 0.86973 | 0 | 3.1891
2007-05-03 10:00 | 0.91472 | 59.7846 | -104.7963 | 33.5663 | 0.88469 | 1.5783 | 0 | 0 | 0 | 0 | 0 | 0 | 0 | 0 | 0 | 0 | 1.5783 | 0 | 0 | 0 | 0 | 2.0276 | 2.7289 | 1.5783 | 0 | 1.5783 | 5.5738 | 92.896 | 0.19782 | 0 | 1.2626 | 0 | 4.3072
2007-05-03 11:00 | 0.93799 | 73.8366 | -114.0022 | 21.4427 | 0.9122 | 1.6274 | 2.5419 | 2.5419 | 1.4227 | 0 | 0.4445 | 2.5419 | 64.0225 | 0 | 0 | 0 | 1.6274 | 1.1781 | 1.1192 | 0 | 0 | 0.4493 | 4.1493 | 0.4493 | 0 | 0.4493 | 6 | 100 | 0.1978 | 2.796 | 1.3019 | 1.7 | 5.7767
2007-05-03 12:00 | 0.95573 | 83.8003 | -177.4964 | 15.2287 | 0.93097 | 1.6608 | 1.2463 | 1.2463 | 0 | 0 | 0 | 1.2463 | 133.2646 | 0.34898 | 0 | 0 | 1.6608 | 1.3119 | 1.2463 | 0 | 0 | 0 | 4.5537 | 0 | 0 | 0 | 6 | 100 | 0.1978 | 1.3709 | 1.3287 | 0 | 6.2145
2007-05-03 13:00 | 1.0421 | 74.3406 | 114.7149 | 21.0566 | 1.0127 | 1.8067 | 0 | 0 | 0 | 0 | 0 | 0 | 0 | 1.8067 | 0 | 0 | 1.8067 | 0 | 0 | 0 | 0 | 0 | 4.5537 | 0 | 0 | 0 | 6 | 100 | 0.1978 | 0 | 1.4453 | 0 | 6.3604
2007-05-03 14:00 | 0.87544 | 60.3193 | 104.9551 | 33.0743 | 0.84728 | 1.5115 | 0 | 0 | 0 | 0 | 0 | 0 | 0 | 1.5115 | 0 | 0 | 1.5115 | 0 | 0 | 0 | 0 | 0 | 4.5537 | 0 | 0 | 0 | 6 | 100 | 0.1978 | 0 | 1.2092 | 0 | 6.0652
2007-05-03 15:00 | 0.75822 | 45.915 | 102.5912 | 46.7179 | 0.72633 | 1.2958 | 0.99201 | 0.99201 | 0 | 0 | 0 | 0.99201 | 130.6204 | 0.25155 | 0 | 0 | 1.2958 | 1.0442 | 0.99201 | 0 | 0 | 0 | 4.5537 | 0 | 0 | 0 | 6 | 100 | 0.1978 | 1.0912 | 1.0366 | 0 | 5.8495
2007-05-03 16:00 | 0.52962 | 31.4443 | 102.377 | 60.8898 | 0.49674 | 0.88619 | 0.30823 | 0.30823 | 0 | 0 | 0 | 0.30823 | 287.5139 | 0.56174 | 0 | 0 | 0.88619 | 0.32445 | 0.30823 | 0 | 0 | 0 | 4.5537 | 0 | 0 | 0 | 6 | 100 | 0.1978 | 0.33905 | 0.70895 | 0 | 5.4399
2007-05-03 17:00 | 0.21594 | 16.9946 | 103.2546 | 75.2718 | 0.19916 | 0.35531 | 0.4295 | 0.4295 | 0 | 0 | 0 | 0.4295 | 82.7262 | 0 | 0 | 0 | 0.35531 | 0.4521 | 0.4295 | 0 | 0 | 0 | 4.5537 | 0 | 0.096795 | -0.096795 | 5.898 | 98.2995 | 0.1978 | 0.47244 | 0.28424 | 0 | 4.909
2007-05-03 18:00 | 0.044157 | 2.6238 | 104.9902 | 89.7339 | 0.019453 | 0.034704 | 0.58441 | 0.58441 | 0 | 0 | 0 | 0.58441 | 5.9383 | 0 | 0 | 0 | 0.034704 | 0.61517 | 0.58441 | 0 | 0 | 0.10755 | 4.4569 | 0 | 0.58047 | -0.58047 | 5.2861 | 88.1017 | 0.1978 | 0.64285 | 0.027763 | 0 | 4.4916
2007-05-03 19:00 | 0 | 0 | 107.683 | 90 | 0 | 0 | 0.48349 | 0.48349 | 0 | 0 | 0 | 0.48349 | 0 | 0 | 5.5511e-17 | 0 | 0 | 0.50894 | 0.48349 | 0 | 0 | 0.75251 | 3.8764 | 0 | 0.50894 | -0.50894 | 4.7496 | 79.1607 | 0.1978 | 0.53184 | 0 | 0 | 3.8764
2007-05-03 20:00 | 0 | 0 | 111.7355 | 90 | 0 | 0 | 0 | 0 | 0 | 0 | 0 | 0 | 0 | 0 | 0 | 0 | 0 | 0 | 0 | 0 | 0 | 1.318 | 3.3675 | 0 | 0 | 0 | 4.7496 | 79.1607 | 0.1978 | 0 | 0 | 0 | 3.3675
2007-05-03 21:00 | 0 | 0 | 118.0625 | 90 | 0 | 0 | 0 | 0 | 0 | 0 | 0 | 0 | 0 | 0 | 0 | 0 | 0 | 0 | 0 | 0 | 0 | 1.318 | 3.3675 | 0 | 0 | 0 | 4.7496 | 79.1607 | 0.1978 | 0 | 0 | 0 | 3.3675
2007-05-03 22:00 | 0 | 0 | 128.6935 | 90 | 0 | 0 | 0.41319 | 0.41319 | 0 | 0 | 0 | 0.41319 | 0 | 0 | 0 | 0 | 0 | 0.43494 | 0.41319 | 0 | 0 | 1.318 | 3.3675 | 0 | 0.43494 | -0.43494 | 4.2912 | 71.5196 | 0.1978 | 0.45451 | 0 | 0 | 3.3675
2007-05-03 23:00 | 0 | 0 | 147.8751 | 90 | 0 | 0 | 0.12332 | 0.12332 | 0 | 0 | 0 | 0.12332 | 0 | 0 | 1.3878e-17 | 0 | 0 | 0.12981 | 0.12332 | 0 | 0 | 1.8013 | 2.9326 | 0 | 0.12981 | -0.12981 | 4.1544 | 69.2391 | 0.1978 | 0.13565 | 0 | 0 | 2.9326
2007-05-04 | 0 | 0 | 179.4196 | 90 | 0 | 0 | 0.41762 | 0.41762 | 0 | 0 | 0 | 0.41762 | 0 | 0 | 5.5511e-17 | 0 | 0 | 0.4396 | 0.41762 | 0 | 0 | 1.9455 | 2.8027 | 0 | 0.4396 | -0.4396 | 3.691 | 61.516 | 0.1978 | 0.45939 | 0 | 0 | 2.8027
2007-05-04 01:00 | 0 | 0 | -149.1198 | 90 | 0 | 0 | 0.17044 | 0.17044 | 0 | 0 | 0 | 0.17044 | 0 | 0 | 0 | 0 | 0 | 0.17941 | 0.17044 | 0 | 0 | 2.4339 | 2.3631 | 0 | 0.17941 | -0.17941 | 3.5019 | 58.3642 | 0.1978 | 0.18748 | 0 | 0 | 2.3631
2007-05-04 02:00 | 0 | 0 | -129.5824 | 90 | 0 | 0 | 0.37735 | 0.37735 | 0 | 0 | 0 | 0.37735 | 0 | 0 | 0 | 0 | 0 | 0.39721 | 0.37735 | 0 | 0 | 2.6333 | 2.1837 | 0 | 0.39721 | -0.39721 | 3.0832 | 51.3859 | 0.1978 | 0.41509 | 0 | 0 | 2.1837
2007-05-04 03:00 | 0 | 0 | -118.703 | 90 | 0 | 0 | 0.40013 | 0.40013 | 0 | 0 | 0 | 0.40013 | 0 | 0 | 0 | 0 | 0 | 0.42119 | 0.40013 | 0 | 0 | 3.0746 | 1.7865 | 0 | 0.42119 | -0.42119 | 2.6392 | 43.9864 | 0.1978 | 0.44014 | 0 | 0 | 1.7865
2007-05-04 04:00 | 0 | 0 | -112.2347 | 90 | 0 | 0 | 0.24142 | 0.24142 | 0 | 0 | 0 | 0.24142 | 0 | 0 | 0 | 0 | 0 | 0.25413 | 0.24142 | 0 | 0 | 3.5426 | 1.3653 | 0 | 0.25413 | -0.25413 | 2.3713 | 39.5219 | 0.1978 | 0.26556 | 0 | 0 | 1.3653
2007-05-04 05:00 | 0 | 0 | -108.1034 | 90 | 0 | 0 | 0.18051 | 0.18051 | 0 | 0 | 0 | 0.18051 | 0 | 0 | 0 | 0 | 0 | 0.19002 | 0.18051 | 0 | 0 | 3.825 | 1.1112 | 0 | 0.19002 | -0.19002 | 2.171 | 36.1837 | 0.1978 | 0.19857 | 0 | 0 | 1.1112
2007-05-04 06:00 | 0.017725 | 2.1645 | -105.3693 | 90.2452 | 0.01706 | 0.030435 | 0.28507 | 0.28507 | 0 | 0 | 0 | 0.28507 | 10.6761 | 0 | 0 | 0 | 0.030435 | 0.30008 | 0.28507 | 0 | 0 | 4.0361 | 0.92119 | 0 | 0.26964 | -0.26964 | 1.8868 | 31.4465 | 0.1978 | 0.31358 | 0.024348 | 0 | 0.95163
2007-05-04 07:00 | 0.1607 | 16.5118 | -103.6183 | 75.8035 | 0.15446 | 0.27555 | 1.8108 | 1.8108 | 1.7 | 0 | 0.5202 | 1.8108 | 15.2171 | 0 | 0 | 0 | 0.27555 | 0.11662 | 0.11078 | 0 | 0 | 4.3357 | 0.65155 | 0.15893 | 0 | 0.15893 | 2.0376 | 33.9595 | 0.19783 | 1.9919 | 0.22044 | 1.7 | 0.9271
2007-05-04 08:00 | 0.20275 | 30.9404 | -102.7476 | 61.4413 | 0.20097 | 0.35853 | 0.73564 | 0.73564 | 1.7 | 0 | 0.5202 | 0.73564 | 48.7375 | 0 | 0 | 0 | 0.35853 | 0 | 0 | 0.96436 | 0.91615 | 4.1768 | 0.79459 | 1.2747 | 0 | 1.2747 | 3.2468 | 54.1138 | 0.19804 | 0.8092 | 0.28682 | 1.7 | 1.1531
2007-05-04 09:00 | 0.35556 | 45.3896 | -102.9915 | 47.2903 | 0.35148 | 0.62704 | 2.6109 | 2.6109 | 1.7 | 0 | 0.5202 | 2.6109 | 24.0164 | 0 | 0 | 0 | 0.62704 | 0.95882 | 0.91088 | 0 | 0 | 2.9021 | 1.9418 | 0 | 0.33178 | -0.33178 | 2.8971 | 48.2851 | 0.19804 | 2.872 | 0.50163 | 1.7 | 2.5688
2007-05-04 10:00 | 0.5738 | 59.7679 | -105.404 | 33.6662 | 0.56331 | 1.0049 | 0.95227 | 0.95227 | 1.7 | 0 | 0.5202 | 0.95227 | 105.5313 | 0 | 0 | 0 | 1.0049 | 0 | 0 | 0.74773 | 0.71034 | 3.2707 | 1.61 | 1.7153 | 0 | 1.7153 | 4.5244 | 75.4061 | 0.19812 | 1.0475 | 0.80395 | 1.7 | 2.615
2007-05-04 11:00 | 0.74753 | 73.7528 | -115.0581 | 21.6345 | 0.73123 | 1.3045 | 0.02399 | 0.02399 | 0.425 | 0 | 0.17213 | 0.02399 | 5437.638 | 0.13685 | 0 | 0 | 1.3045 | 0 | 0 | 0.26416 | 0.25095 | 1.5555 | 3.1538 | 1.5555 | 0 | 1.5555 | 6 | 100 | 0.19763 | 0.026389 | 1.0436 | 1.7 | 4.4583
2007-05-04 12:00 | 0.70614 | 83.4967 | -177.8717 | 15.5331 | 0.69366 | 1.2375 | 0.47296 | 0.47296 | 0 | 0 | 0 | 0.47296 | 261.6461 | 0.73963 | 0 | 0 | 1.2375 | 0.49786 | 0.47296 | 0 | 0 | 0 | 4.5537 | 0 | 0 | 0 | 6 | 100 | 0.19763 | 0.52026 | 0.98999 | 0 | 5.7912
2007-05-04 13:00 | 0.94913 | 74.1992 | 115.7172 | 21.2935 | 0.92221 | 1.6452 | 2.177 | 2.177 | 0.79702 | 0 | 0.27369 | 2.177 | 75.5724 | 0.1926 | 0 | 0 | 1.6452 | 1.4526 | 1.38 | 0 | 0 | 0 | 4.5537 | 0 | 0 | 0 | 6 | 100 | 0.19763 | 2.3947 | 1.3162 | 1.7 | 6.1989
2007-05-04 14:00 | 0.956 | 60.244 | 105.554 | 33.2289 | 0.92384 | 1.6481 | 1.5092 | 1.5092 | 0.425 | 0 | 0.17213 | 1.5092 | 109.203 | 0.50683 | 0 | 0 | 1.6481 | 1.1413 | 1.0842 | 0 | 0 | 0 | 4.5537 | 0 | 0 | 0 | 6 | 100 | 0.19763 | 1.6602 | 1.3185 | 1.7 | 6.2018
2007-05-04 15:00 | 0.79501 | 45.8709 | 103.0267 | 46.8247 | 0.76051 | 1.3568 | 0 | 0 | 0 | 0 | 0 | 0 | 0 | 1.3568 | 0 | 0 | 1.3568 | 0 | 0 | 0 | 0 | 0 | 4.5537 | 0 | 0 | 0 | 6 | 100 | 0.19763 | 0 | 1.0854 | 0 | 5.9104
2007-05-04 16:00 | 0.4249 | 31.4223 | 102.7351 | 60.965 | 0.40342 | 0.71971 | 1.4481 | 1.4481 | 0.76442 | 0 | 0.26479 | 1.4481 | 49.6986 | 1.1102e-16 | 0 | 0 | 0.71971 | 0.71971 | 0.68372 | 0 | 0 | 0 | 4.5537 | 0 | 0 | 0 | 6 | 100 | 0.19763 | 1.593 | 0.57576 | 1.7 | 5.2734
2007-05-04 17:00 | 0.23732 | 16.992 | 103.5749 | 75.3227 | 0.21445 | 0.38259 | 1.2367 | 1.2367 | 0 | 0 | 0 | 1.2367 | 30.9362 | 0 | 0 | 0 | 0.38259 | 1.3018 | 1.2367 | 0 | 0 | 0 | 4.5537 | 0 | 0.9192 | -0.9192 | 5.0311 | 83.8513 | 0.19763 | 1.3604 | 0.30607 | 0 | 4.9363
2007-05-04 18:00 | 0.042881 | 2.6409 | 105.2964 | 89.7632 | 0.020333 | 0.036273 | 0.81374 | 0.81374 | 0 | 0 | 0 | 0.81374 | 4.4576 | 0 | 0 | 0 | 0.036273 | 0.85657 | 0.81374 | 0 | 0 | 1.0213 | 3.6345 | 0 | 0.82029 | -0.82029 | 4.1664 | 69.4403 | 0.19763 | 0.89511 | 0.029019 | 0 | 3.6708
2007-05-04 19:00 | 0 | 0 | 107.9931 | 90 | 0 | 0 | 1.4602 | 1.4602 | 1.7 | 0 | 0.5202 | 1.4602 | 0 | 0 | 0 | 0 | 0 | 0 | 0 | 0.23976 | 0.22777 | 1.9328 | 2.8142 | 0.22777 | 0 | 0.22777 | 4.3825 | 73.0417 | 0.19767 | 1.6063 | 0 | 1.7 | 2.8142
2007-05-04 20:00 | 0 | 0 | 112.0666 | 90 | 0 | 0 | 0 | 0 | 1.4526 | 0 | 0.45267 | 0 | 0 | 0 | 0 | 0 | 0 | 0 | 0 | 1.4526 | 1.38 | 1.705 | 3.0192 | 1.38 | 0 | 1.38 | 5.6917 | 94.8614 | 0.19773 | 0 | 0 | 1.7 | 3.0192
2007-05-04 21:00 | 0 | 0 | 118.4324 | 90 | 0 | 0 | 2.1931 | 2.1931 | 1.7 | 0 | 0.5202 | 2.1931 | 0 | 0 | 0 | 0 | 0 | 0.5191 | 0.49315 | 0 | 0 | 0.32499 | 4.2612 | 0 | 0.5191 | -0.5191 | 5.1445 | 85.7417 | 0.19773 | 2.4125 | 0 | 1.7 | 4.2612
2007-05-04 22:00 | 0 | 0 | 129.1107 | 90 | 0 | 0 | 0.35829 | 0.35829 | 0 | 0 | 0 | 0.35829 | 0 | 0 | 0 | 0 | 0 | 0.37714 | 0.35829 | 0 | 0 | 0.90177 | 3.7421 | 0 | 0.37714 | -0.37714 | 4.747 | 79.116 | 0.19773 | 0.39412 | 0 | 0 | 3.7421
2007-05-04 23:00 | 0 | 0 | 148.2698 | 90 | 0 | 0 | 0.33879 | 0.33879 | 0 | 0 | 0 | 0.33879 | 0 | 0 | 0 | 0 | 0 | 0.35663 | 0.33879 | 0 | 0 | 1.3208 | 3.3649 | 0 | 0.35663 | -0.35663 | 4.3711 | 72.8508 | 0.19773 | 0.37267 | 0 | 0 | 3.3649
2007-05-05 | 0 | 0 | 179.4902 | 90 | 0 | 0 | 0 | 0 | 0 | 0 | 0 | 0 | 0 | 0 | 0 | 0 | 0 | 0 | 0 | 0 | 0 | 1.7171 | 3.0083 | 0 | 0 | 0 | 4.3711 | 72.8508 | 0.19773 | 0 | 0 | 0 | 3.0083
2007-05-05 01:00 | 0 | 0 | -149.4008 | 90 | 0 | 0 | 0.39561 | 0.39561 | 0 | 0 | 0 | 0.39561 | 0 | 0 | 5.5511e-17 | 0 | 0 | 0.41643 | 0.39561 | 0 | 0 | 1.7171 | 3.0083 | 0 | 0.41643 | -0.41643 | 3.9321 | 65.5348 | 0.19773 | 0.43517 | 0 | 0 | 3.0083
2007-05-05 02:00 | 0 | 0 | -129.9371 | 90 | 0 | 0 | 0.25308 | 0.25308 | 0 | 0 | 0 | 0.25308 | 0 | 0 | 5.5511e-17 | 0 | 0 | 0.2664 | 0.25308 | 0 | 0 | 2.1798 | 2.5919 | 0 | 0.2664 | -0.2664 | 3.6513 | 60.8547 | 0.19773 | 0.27838 | 0 | 0 | 2.5919
2007-05-05 03:00 | 0 | 0 | -119.0364 | 90 | 0 | 0 | 0 | 0 | 0 | 0 | 0 | 0 | 0 | 0 | 0 | 0 | 0 | 0 | 0 | 0 | 0 | 2.4758 | 2.3255 | 0 | 0 | 0 | 3.6513 | 60.8547 | 0.19773 | 0 | 0 | 0 | 2.3255
2007-05-05 04:00 | 0 | 0 | -112.542 | 90 | 0 | 0 | 0.24193 | 0.24193 | 0 | 0 | 0 | 0.24193 | 0 | 0 | 2.7756e-17 | 0 | 0 | 0.25467 | 0.24193 | 0 | 0 | 2.4758 | 2.3255 | 0 | 0.25467 | -0.25467 | 3.3828 | 56.3807 | 0.19773 | 0.26613 | 0 | 0 | 2.3255
2007-05-05 05:00 | 0 | 0 | -108.3964 | 90 | 0 | 0 | 0.020488 | 0.020488 | 0 | 0 | 0 | 0.020488 | 0 | 0 | 0 | 0 | 0 | 0.021567 | 0.020488 | 0 | 0 | 2.7587 | 2.0708 | 0 | 0.021567 | -0.021567 | 3.3601 | 56.0018 | 0.19773 | 0.022537 | 0 | 0 | 2.0708
2007-05-05 06:00 | 0.04629 | 2.2364 | -105.6623 | 90.2184 | 0.0093703 | 0.016717 | 0.29586 | 0.29586 | 0 | 0 | 0 | 0.29586 | 5.6502 | 0 | 0 | 0 | 0.016717 | 0.31143 | 0.29586 | 0 | 0 | 2.7827 | 2.0493 | 0 | 0.29471 | -0.29471 | 3.0495 | 50.8243 | 0.19773 | 0.32544 | 0.013373 | 0 | 2.066
2007-05-05 07:00 | 0.30042 | 16.5643 | -103.9281 | 75.7984 | 0.26117 | 0.46592 | 1.6738 | 1.6738 | 1.7 | 0 | 0.5202 | 1.6738 | 27.8368 | 0 | 0 | 0 | 0.46592 | 0 | 0 | 0.026229 | 0.024918 | 3.1102 | 1.7546 | 0.49084 | 0 | 0.49084 | 3.5151 | 58.5851 | 0.19781 | 1.8411 | 0.37274 | 1.7 | 2.2205
2007-05-05 08:00 | 0.48322 | 30.9734 | -103.0971 | 61.461 | 0.4528 | 0.8078 | 1.5681 | 1.5681 | 1.7 | 0 | 0.5202 | 1.5681 | 51.5154 | 0 | 0 | 0 | 0.8078 | 0 | 0 | 0.13192 | 0.12533 | 2.6193 | 2.1963 | 0.93313 | 0 | 0.93313 | 4.4004 | 73.3392 | 0.19795 | 1.7249 | 0.64624 | 1.7 | 3.0041
2007-05-05 09:00 | 0.71524 | 45.4003 | -103.4206 | 47.3424 | 0.68371 | 1.2197 | 1.0556 | 1.0556 | 1.4987 | 0 | 0.46525 | 1.0556 | 115.5482 | 0 | 0 | 0 | 1.2197 | 0 | 0 | 0.44312 | 0.42096 | 1.6862 | 3.0361 | 1.6407 | 0 | 1.6407 | 5.9569 | 99.2809 | 0.19795 | 1.1612 | 0.9758 | 1.7 | 4.2559
2007-05-05 10:00 | 0.90672 | 59.7466 | -106.0012 | 33.7685 | 0.87537 | 1.5617 | 0.63759 | 0.63759 | 0 | 0 | 0 | 0.63759 | 244.9331 | 0.84504 | 0 | 0 | 1.5617 | 0.67114 | 0.63759 | 0 | 0 | 0.045478 | 4.5128 | 0.045478 | 0 | 0.045478 | 6 | 100 | 0.19793 | 0.70135 | 1.2493 | 0 | 6.0744
2007-05-05 11:00 | 1.0654 | 73.6635 | -116.0847 | 21.8272 | 1.0334 | 1.8435 | 2.1687 | 2.1687 | 0.7887 | 0 | 0.27142 | 2.1687 | 85.0068 | 0.39091 | 0 | 0 | 1.8435 | 1.4526 | 1.38 | 0 | 0 | 0 | 4.5537 | 0 | 0 | 0 | 6 | 100 | 0.19793 | 2.3856 | 1.4748 | 1.7 | 6.3972
2007-05-05 12:00 | 1.1007 | 83.1975 | -178.192 | 15.8331 | 1.0693 | 1.9076 | 1.185 | 1.185 | 0 | 0 | 0 | 1.185 | 160.9751 | 0.6602 | 0 | 0 | 1.9076 | 1.2474 | 1.185 | 0 | 0 | 0 | 4.5537 | 0 | 0 | 0 | 6 | 100 | 0.19793 | 1.3035 | 1.5261 | 0 | 6.4613
2007-05-05 13:00 | 1.0976 | 74.0573 | 116.6901 | 21.5271 | 1.0646 | 1.8993 | 2.396 | 2.396 | 1.016 | 0 | 0.33347 | 2.396 | 79.2677 | 0.44662 | 0 | 0 | 1.8993 | 1.4526 | 1.38 | 0 | 0 | 0 | 4.5537 | 0 | 0 | 0 | 6 | 100 | 0.19793 | 2.6356 | 1.5194 | 1.7 | 6.4529
2007-05-05 14:00 | 0.94872 | 60.169 | 106.1419 | 33.3813 | 0.91597 | 1.6341 | 1.0616 | 1.0616 | 0 | 0 | 0 | 1.0616 | 153.9267 | 0.51661 | 0 | 0 | 1.6341 | 1.1175 | 1.0616 | 0 | 0 | 0 | 4.5537 | 0 | 0 | 0 | 6 | 100 | 0.19793 | 1.1678 | 1.3073 | 0 | 6.1878
2007-05-05 15:00 | 0.79614 | 45.8278 | 103.4552 | 46.9293 | 0.76071 | 1.3571 | 3.0646 | 3.0646 | 1.7 | 0 | 0.5202 | 3.0646 | 44.2825 | 0 | 0 | 0.29111 | 1.3571 | 1.4365 | 1.3646 | 0 | 0 | 0 | 4.5537 | 0 | 0.079367 | -0.079367 | 5.9164 | 98.6057 | 0.19793 | 3.3711 | 1.0857 | 1.7 | 5.9108
2007-05-05 16:00 | 0.51544 | 31.4016 | 103.0876 | 61.038 | 0.48229 | 0.86041 | 1.5745 | 1.5745 | 0.84085 | 0 | 0.28565 | 1.5745 | 54.6477 | 1.3878e-17 | 0 | 0 | 0.86041 | 0.77223 | 0.73361 | 0 | 0 | 0.088185 | 4.4743 | 0.088185 | 0 | 0.088185 | 6 | 100 | 0.19795 | 1.7319 | 0.68833 | 1.7 | 5.3347
2007-05-05 17:00 | 0.25691 | 16.991 | 103.8902 | 75.3713 | 0.2283 | 0.40729 | 0.013411 | 0.013411 | 0 | 0 | 0 | 0.013411 | 3037.09 | 0.39317 | 0 | 0 | 0.40729 | 0.014116 | 0.013411 | 0 | 0 | 0 | 4.5537 | 0 | 0 | 0 | 6 | 100 | 0.19795 | 0.014752 | 0.32583 | 0 | 4.961
2007-05-05 18:00 | 0.033784 | 2.6597 | 105.5976 | 89.7902 | 0.025055 | 0.044698 | 2.1838 | 2.1838 | 1.7 | 0 | 0.5202 | 2.1838 | 2.0468 | 0 | 0 | 0 | 0.044698 | 0.50924 | 0.48378 | 0 | 0 | 0 | 4.5537 | 0 | 0.46454 | -0.46454 | 5.5103 | 91.8388 | 0.19795 | 2.4022 | 0.035758 | 1.7 | 4.5984
2007-05-05 19:00 | 0 | 0 | 108.298 | 90 | 0 | 0 | 1.0333 | 1.0333 | 0 | 0 | 0 | 1.0333 | 0 | 0 | 0 | 0 | 0 | 1.0877 | 1.0333 | 0 | 0 | 0.51616 | 4.0891 | 0 | 1.0877 | -1.0877 | 4.3638 | 72.7295 | 0.19795 | 1.1367 | 0 | 0 | 4.0891
2007-05-05 20:00 | 0 | 0 | 112.3917 | 90 | 0 | 0 | 1.7247 | 1.7247 | 1.7 | 0 | 0.5202 | 1.7247 | 0 | 0 | 0 | 0 | 0 | 0.025981 | 0.024682 | 0 | 0 | 1.7247 | 3.0014 | 0 | 0.025981 | -0.025981 | 4.3364 | 72.273 | 0.19795 | 1.8971 | 0 | 1.7 | 3.0014
2007-05-05 21:00 | 0 | 0 | 118.7946 | 90 | 0 | 0 | 0.38821 | 0.38821 | 1.7 | 0 | 0.5202 | 0.38821 | 0 | 0 | 0 | 0 | 0 | 0 | 0 | 1.3118 | 1.2462 | 1.7536 | 2.9754 | 1.2462 | 0 | 1.2462 | 5.5186 | 91.9771 | 0.19817 | 0.42703 | 0 | 1.7 | 2.9754
2007-05-05 22:00 | 0 | 0 | 129.5169 | 90 | 0 | 0 | 0.43832 | 0.43832 | 0 | 0 | 0 | 0.43832 | 0 | 0 | 5.5511e-17 | 0 | 0 | 0.46139 | 0.43832 | 0 | 0 | 0.50741 | 4.097 | 0 | 0.46139 | -0.46139 | 5.0323 | 83.8713 | 0.19817 | 0.48216 | 0 | 0 | 4.097
2007-05-05 23:00 | 0 | 0 | 148.6493 | 90 | 0 | 0 | 0 | 0 | 0 | 0 | 0 | 0 | 0 | 0 | 0 | 0 | 0 | 0 | 0 | 0 | 0 | 1.0201 | 3.6356 | 0 | 0 | 0 | 5.0323 | 83.8713 | 0.19817 | 0 | 0 | 0 | 3.6356
2007-05-06 | 0 | 0 | 179.5534 | 90 | 0 | 0 | 0.53719 | 0.53719 | 0 | 0 | 0 | 0.53719 | 0 | 0 | 1.1102e-16 | 0 | 0 | 0.56546 | 0.53719 | 0 | 0 | 1.0201 | 3.6356 | 0 | 0.56546 | -0.56546 | 4.4362 | 73.9371 | 0.19817 | 0.59091 | 0 | 0 | 3.6356
2007-05-06 01:00 | 0 | 0 | -149.6762 | 90 | 0 | 0 | 0.090537 | 0.090537 | 0 | 0 | 0 | 0.090537 | 0 | 0 | 1.3878e-17 | 0 | 0 | 0.095302 | 0.090537 | 0 | 0 | 1.6484 | 3.0702 | 0 | 0.095302 | -0.095302 | 4.3358 | 72.2628 | 0.19817 | 0.099591 | 0 | 0 | 3.0702
2007-05-06 02:00 | 0 | 0 | -130.2851 | 90 | 0 | 0 | 0.5171 | 0.5171 | 0 | 0 | 0 | 0.5171 | 0 | 0 | 0 | 0 | 0 | 0.54431 | 0.5171 | 0 | 0 | 1.7543 | 2.9749 | 0 | 0.54431 | -0.54431 | 3.762 | 62.7002 | 0.19817 | 0.56881 | 0 | 0 | 2.9749
2007-05-06 03:00 | 0 | 0 | -119.3643 | 90 | 0 | 0 | 0.62897 | 0.62897 | 0 | 0 | 0 | 0.62897 | 0 | 0 | 1.1102e-16 | 0 | 0 | 0.66207 | 0.62897 | 0 | 0 | 2.3591 | 2.4305 | 0 | 0.66207 | -0.66207 | 3.0641 | 51.0688 | 0.19817 | 0.69187 | 0 | 0 | 2.4305
2007-05-06 04:00 | 0 | 0 | -112.8446 | 90 | 0 | 0 | 0.17574 | 0.17574 | 0 | 0 | 0 | 0.17574 | 0 | 0 | 2.7756e-17 | 0 | 0 | 0.18499 | 0.17574 | 0 | 0 | 3.0947 | 1.7685 | 0 | 0.18499 | -0.18499 | 2.8691 | 47.8188 | 0.19817 | 0.19332 | 0 | 0 | 1.7685
2007-05-06 05:00 | 0 | 0 | -108.6851 | 90 | 0 | 0 | 0 | 0 | 0 | 0 | 0 | 0 | 0 | 0 | 0 | 0 | 0 | 0 | 0 | 0 | 0 | 3.3002 | 1.5835 | 0 | 0 | 0 | 2.8691 | 47.8188 | 0.19817 | 0 | 0 | 0 | 1.5835
2007-05-06 06:00 | 0.044241 | 2.3052 | -105.9511 | 90.1941 | 0.012274 | 0.021897 | 0 | 0 | 0 | 0 | 0 | 0 | 0 | 0 | 0 | 0 | 0.021897 | 0 | 0 | 0 | 0 | 3.3002 | 1.5835 | 0.021897 | 0 | 0.021897 | 2.8899 | 48.165 | 0.19816 | 0 | 0.017517 | 0 | 1.6054
2007-05-06 07:00 | 0.27227 | 16.6134 | -104.2334 | 75.7958 | 0.2378 | 0.42424 | 0.81022 | 0.81022 | 0 | 0 | 0 | 0.81022 | 52.3606 | 0 | 0 | 0 | 0.42424 | 0.85287 | 0.81022 | 0 | 0 | 3.2783 | 1.6032 | 0 | 0.42863 | -0.42863 | 2.4381 | 40.6348 | 0.19816 | 0.89125 | 0.33939 | 0 | 2.0274
2007-05-06 08:00 | 0.51615 | 31.003 | -103.4414 | 61.4832 | 0.48154 | 0.85907 | 1.4294 | 1.4294 | 1.7 | 0 | 0.5202 | 1.4294 | 60.0991 | 0 | 0 | 0 | 0.85907 | 0 | 0 | 0.27057 | 0.25705 | 3.7546 | 1.1746 | 1.1161 | 0 | 1.1161 | 3.4969 | 58.2821 | 0.19833 | 1.5724 | 0.68726 | 1.7 | 2.0336
2007-05-06 09:00 | 0.68922 | 45.4073 | -103.843 | 47.3971 | 0.65875 | 1.1752 | 0 | 0 | 1.4526 | 0 | 0.45267 | 0 | 0 | 0 | 0 | 0 | 1.1752 | 0 | 0 | 1.4526 | 1.38 | 2.6385 | 2.1791 | 2.5552 | 0 | 2.5552 | 5.921 | 98.6834 | 0.19803 | 0 | 0.94016 | 1.7 | 3.3543
2007-05-06 10:00 | 0.91417 | 59.7212 | -106.5876 | 33.873 | 0.88172 | 1.573 | 2.3906 | 2.3906 | 1.0106 | 0 | 0.332 | 2.3906 | 65.7987 | 0.037085 | 0 | 0 | 1.573 | 1.4526 | 1.38 | 0 | 0 | 0.083272 | 4.4787 | 0.083272 | 0 | 0.083272 | 6 | 100 | 0.198 | 2.6297 | 1.2584 | 1.7 | 6.0517
2007-05-06 11:00 | 1.0018 | 73.5689 | -117.0816 | 22.0206 | 0.97111 | 1.7325 | 2.6788 | 2.6788 | 1.2988 | 0 | 0.41067 | 2.6788 | 64.6728 | 0.27983 | 0 | 0 | 1.7325 | 1.4526 | 1.38 | 0 | 0 | 0 | 4.5537 | 0 | 0 | 0 | 6 | 100 | 0.198 | 2.9467 | 1.386 | 1.7 | 6.2861
2007-05-06 12:00 | 0.95223 | 82.9027 | -178.4648 | 16.1284 | 0.92541 | 1.6509 | 0 | 0 | 0 | 0 | 0 | 0 | 0 | 1.6509 | 0 | 0 | 1.6509 | 0 | 0 | 0 | 0 | 0 | 4.5537 | 0 | 0 | 0 | 6 | 100 | 0.198 | 0 | 1.3207 | 0 | 6.2046
2007-05-06 13:00 | 0.93779 | 73.9152 | 117.6342 | 21.7572 | 0.90985 | 1.6232 | 0.97342 | 0.97342 | 0 | 0 | 0 | 0.97342 | 166.7495 | 0.59852 | 0 | 0 | 1.6232 | 1.0247 | 0.97342 | 0 | 0 | 0 | 4.5537 | 0 | 0 | 0 | 6 | 100 | 0.198 | 1.0708 | 1.2985 | 0 | 6.1769
2007-05-06 14:00 | 0.83132 | 60.0947 | 106.7186 | 33.5312 | 0.80308 | 1.4327 | 0.74924 | 0.74924 | 0 | 0 | 0 | 0.74924 | 191.2187 | 0.64402 | 0 | 0 | 1.4327 | 0.78868 | 0.74924 | 0 | 0 | 0 | 4.5537 | 0 | 0 | 0 | 6 | 100 | 0.198 | 0.82417 | 1.1462 | 0 | 5.9864
2007-05-06 15:00 | 0.76164 | 45.7859 | 103.8765 | 47.0316 | 0.72706 | 1.2971 | 1.9235 | 1.9235 | 0.69131 | 0 | 0.24483 | 1.9235 | 67.432 | 0 | 0 | 0 | 1.2971 | 1.2971 | 1.2322 | 0 | 0 | 0 | 4.5537 | 0 | 0 | 0 | 6 | 100 | 0.198 | 2.1159 | 1.0377 | 1.7 | 5.8508
2007-05-06 16:00 | 0.54527 | 31.3823 | 103.4344 | 61.1087 | 0.50867 | 0.90746 | 2.2357 | 2.2357 | 1.3736 | 0 | 0.43109 | 2.2357 | 40.5899 | 0 | 0 | 0 | 0.90746 | 0.90746 | 0.86209 | 0 | 0 | 0 | 4.5537 | 0 | 0 | 0 | 6 | 100 | 0.198 | 2.4592 | 0.72597 | 1.7 | 5.4611
2007-05-06 17:00 | 0.26968 | 16.9914 | 104.2004 | 75.4176 | 0.23727 | 0.42329 | 0.053626 | 0.053626 | 0 | 0 | 0 | 0.053626 | 789.3248 | 0.36684 | 0 | 0 | 0.42329 | 0.056449 | 0.053626 | 0 | 0 | 0 | 4.5537 | 0 | 0 | 0 | 6 | 100 | 0.198 | 0.058989 | 0.33863 | 0 | 4.977
2007-05-06 18:00 | 0.040019 | 2.6802 | 105.8939 | 89.8147 | 0.022353 | 0.039878 | 0 | 0 | 0 | 0 | 0 | 0 | 0 | 0.039878 | 0 | 0 | 0.039878 | 0 | 0 | 0 | 0 | 0 | 4.5537 | 0 | 0 | 0 | 6 | 100 | 0.198 | 0 | 0.031902 | 0 | 4.5936
2007-05-06 19:00 | 0 | 0 | 108.5975 | 90 | 0 | 0 | 0.51481 | 0.51481 | 0 | 0 | 0 | 0.51481 | 0 | 0 | 0 | 0 | 0 | 0.5419 | 0.51481 | 0 | 0 | 0 | 4.5537 | 0 | 0.5419 | -0.5419 | 5.4288 | 90.4797 | 0.198 | 0.56629 | 0 | 0 | 4.5537
2007-05-06 20:00 | 0 | 0 | 112.7106 | 90 | 0 | 0 | 2.7152 | 2.7152 | 1.7 | 0 | 0.5202 | 2.7152 | 0 | 0 | 4.4409e-16 | 0 | 0 | 1.0686 | 1.0152 | 0 | 0 | 0.60211 | 4.0118 | 0 | 1.0686 | -1.0686 | 4.3024 | 71.7059 | 0.198 | 2.9867 | 0 | 1.7 | 4.0118
2007-05-06 21:00 | 0 | 0 | 119.1489 | 90 | 0 | 0 | 2.7991 | 2.7991 | 1.7 | 0 | 0.5202 | 2.7991 | 0 | 0 | 4.4409e-16 | 0 | 0 | 1.1569 | 1.0991 | 0 | 0 | 1.7895 | 2.9432 | 0 | 1.1569 | -1.1569 | 3.0828 | 51.3805 | 0.198 | 3.079 | 0 | 1.7 | 2.9432
2007-05-06 22:00 | 0 | 0 | 129.9119 | 90 | 0 | 0 | 0.43943 | 0.43943 | 1.7 | 0 | 0.5202 | 0.43943 | 0 | 0 | 0 | 0 | 0 | 0 | 0 | 1.2606 | 1.1975 | 3.075 | 1.7862 | 1.1975 | 0 | 1.1975 | 4.2189 | 70.3152 | 0.19823 | 0.48338 | 0 | 1.7 | 1.7862
2007-05-06 23:00 | 0 | 0 | 149.0138 | 90 | 0 | 0 | 0.422 | 0.422 | 1.7 | 0 | 0.5202 | 0.422 | 0 | 0 | 0 | 0 | 0 | 0 | 0 | 1.278 | 1.2141 | 1.8774 | 2.864 | 1.2141 | 0 | 1.2141 | 5.3707 | 89.5119 | 0.19846 | 0.46419 | 0 | 1.7 | 2.864
2007-05-07 | 0 | 0 | 179.6095 | 90 | 0 | 0 | 0 | 0 | 0 | 0 | 0 | 0 | 0 | 0 | 0 | 0 | 0 | 0 | 0 | 0 | 0 | 0.66333 | 3.9567 | 0 | 0 | 0 | 5.3707 | 89.5119 | 0.19846 | 0 | 0 | 0 | 3.9567
2007-05-07 01:00 | 0 | 0 | -149.9464 | 90 | 0 | 0 | 0 | 0 | 0 | 0 | 0 | 0 | 0 | 0 | 0 | 0 | 0 | 0 | 0 | 0 | 0 | 0.66333 | 3.9567 | 0 | 0 | 0 | 5.3707 | 89.5119 | 0.19846 | 0 | 0 | 0 | 3.9567
2007-05-07 02:00 | 0 | 0 | -130.6265 | 90 | 0 | 0 | 0 | 0 | 0 | 0 | 0 | 0 | 0 | 0 | 0 | 0 | 0 | 0 | 0 | 0 | 0 | 0.66333 | 3.9567 | 0 | 0 | 0 | 5.3707 | 89.5119 | 0.19846 | 0 | 0 | 0 | 3.9567
2007-05-07 03:00 | 0 | 0 | -119.6867 | 90 | 0 | 0 | 0.40142 | 0.40142 | 0 | 0 | 0 | 0.40142 | 0 | 0 | 5.5511e-17 | 0 | 0 | 0.42255 | 0.40142 | 0 | 0 | 0.66333 | 3.9567 | 0 | 0.42255 | -0.42255 | 4.9253 | 82.0884 | 0.19846 | 0.44156 | 0 | 0 | 3.9567
2007-05-07 04:00 | 0 | 0 | -113.1425 | 90 | 0 | 0 | 0.35226 | 0.35226 | 0 | 0 | 0 | 0.35226 | 0 | 0 | 5.5511e-17 | 0 | 0 | 0.3708 | 0.35226 | 0 | 0 | 1.1328 | 3.5341 | 0 | 0.3708 | -0.3708 | 4.5345 | 75.5741 | 0.19846 | 0.38749 | 0 | 0 | 3.5341
2007-05-07 05:00 | 0 | 0 | -108.9695 | 90 | 0 | 0 | 0.18551 | 0.18551 | 0 | 0 | 0 | 0.18551 | 0 | 0 | 0 | 0 | 0 | 0.19527 | 0.18551 | 0 | 0 | 1.5448 | 3.1633 | 0 | 0.19527 | -0.19527 | 4.3286 | 72.1436 | 0.19846 | 0.20406 | 0 | 0 | 3.1633
2007-05-07 06:00 | 0.024522 | 2.3707 | -106.2356 | 90.1721 | 0.021945 | 0.03915 | 0.00085862 | 0.00085862 | 0 | 0 | 0 | 0.00085862 | 4559.597 | 0 | 0 | 0 | 0.03915 | 0.00090381 | 0.00085862 | 0 | 0 | 1.7618 | 2.9681 | 0.038246 | 0 | 0.038246 | 4.3649 | 72.7483 | 0.19845 | 0.00094449 | 0.03132 | 0 | 3.0072
2007-05-07 07:00 | 0.099963 | 16.6593 | -104.534 | 75.7957 | 0.098954 | 0.17653 | 0.68282 | 0.68282 | 0 | 0 | 0 | 0.68282 | 25.8534 | 0 | 0 | 0 | 0.17653 | 0.71876 | 0.68282 | 0 | 0 | 1.7235 | 3.0025 | 0 | 0.54223 | -0.54223 | 3.7933 | 63.2223 | 0.19845 | 0.75111 | 0.14123 | 0 | 3.179
2007-05-07 08:00 | 0.28912 | 31.0292 | -103.7804 | 61.5079 | 0.28271 | 0.50435 | 0.6978 | 0.6978 | 0 | 0 | 0 | 0.6978 | 72.2773 | 0 | 0 | 0 | 0.50435 | 0.73453 | 0.6978 | 0 | 0 | 2.326 | 2.4603 | 0 | 0.23017 | -0.23017 | 3.5507 | 59.1786 | 0.19845 | 0.76758 | 0.40348 | 0 | 2.9646
2007-05-07 09:00 | 0.39884 | 45.4106 | -104.2585 | 47.4542 | 0.39246 | 0.70014 | 1.5263 | 1.5263 | 1.7 | 0 | 0.5202 | 1.5263 | 45.872 | 0 | 0 | 0 | 0.70014 | 0 | 0 | 0.1737 | 0.16501 | 2.5818 | 2.2301 | 0.86516 | 0 | 0.86516 | 4.3715 | 72.8579 | 0.19858 | 1.6789 | 0.56012 | 1.7 | 2.9302
2007-05-07 10:00 | 0.58353 | 59.6915 | -107.163 | 33.9797 | 0.57166 | 1.0198 | 0.84366 | 0.84366 | 1.5056 | 0 | 0.46713 | 0.84366 | 120.8828 | 0 | 0 | 0 | 1.0198 | 0 | 0 | 0.66194 | 0.62884 | 1.7166 | 3.0087 | 1.6487 | 0 | 1.6487 | 5.9356 | 98.9258 | 0.19858 | 0.92803 | 0.81587 | 1.7 | 4.0286
2007-05-07 11:00 | 0.45919 | 73.4694 | -118.0482 | 22.2144 | 0.45519 | 0.81206 | 0.15026 | 0.15026 | 0 | 0 | 0 | 0.15026 | 540.4261 | 0.58595 | 0 | 0 | 0.81206 | 0.15817 | 0.15026 | 0 | 0 | 0.067936 | 4.4925 | 0.067936 | 0 | 0.067936 | 6 | 100 | 0.19856 | 0.16529 | 0.64965 | 0 | 5.3046
2007-05-07 12:00 | 0.37491 | 82.6124 | -178.6962 | 16.419 | 0.37258 | 0.66468 | 0.16042 | 0.16042 | 0 | 0 | 0 | 0.16042 | 414.3226 | 0.49581 | 0 | 0 | 0.66468 | 0.16887 | 0.16042 | 0 | 0 | 0 | 4.5537 | 0 | 0 | 0 | 6 | 100 | 0.19856 | 0.17647 | 0.53174 | 0 | 5.2184
2007-05-07 13:00 | 0.10096 | 73.7733 | 118.5502 | 21.9838 | 0.10044 | 0.17918 | 0 | 0 | 0 | 0 | 0 | 0 | 0 | 0.17918 | 0 | 0 | 0.17918 | 0 | 0 | 0 | 0 | 0 | 4.5537 | 0 | 0 | 0 | 6 | 100 | 0.19856 | 0 | 0.14334 | 0 | 4.7329
2007-05-07 14:00 | 0.10851 | 60.0212 | 107.2842 | 33.6786 | 0.10795 | 0.19258 | 1.8818 | 1.8818 | 1.6989 | 0 | 0.51989 | 1.8818 | 10.2335 | 0 | 0 | 0 | 0.19258 | 0.19258 | 0.18295 | 0 | 0 | 0 | 4.5537 | 0 | 0 | 0 | 6 | 100 | 0.19856 | 2.07 | 0.15406 | 1.7 | 4.7463
2007-05-07 15:00 | 0.28532 | 45.7451 | 104.2906 | 47.1316 | 0.28313 | 0.5051 | 0.58413 | 0.58413 | 0 | 0 | 0 | 0.58413 | 86.4711 | 0 | 0 | 0 | 0.5051 | 0.61487 | 0.58413 | 0 | 0 | 0 | 4.5537 | 0 | 0.10977 | -0.10977 | 5.8843 | 98.0715 | 0.19856 | 0.64254 | 0.40408 | 0 | 5.0588
2007-05-07 16:00 | 0.12779 | 31.3644 | 103.7754 | 61.177 | 0.12699 | 0.22655 | 0.43868 | 0.43868 | 0 | 0 | 0 | 0.43868 | 51.6444 | 0 | 0 | 0 | 0.22655 | 0.46177 | 0.43868 | 0 | 0 | 0.12197 | 4.4439 | 0 | 0.23522 | -0.23522 | 5.6364 | 93.9392 | 0.19856 | 0.48255 | 0.18124 | 0 | 4.6705
2007-05-07 17:00 | 0.03169 | 16.9935 | 104.5054 | 75.4614 | 0.0315 | 0.056196 | 1.1618 | 1.1618 | 0 | 0 | 0 | 1.1618 | 4.837 | 0 | 0 | 0 | 0.056196 | 1.2229 | 1.1618 | 0 | 0 | 0.38332 | 4.2087 | 0 | 1.1667 | -1.1667 | 4.4065 | 73.4417 | 0.19856 | 1.278 | 0.044957 | 0 | 4.2649
2007-05-07 18:00 | 0.044653 | 2.7022 | 106.1851 | 89.8368 | 0.018548 | 0.03309 | 2.0114 | 2.0114 | 1.7 | 0 | 0.5202 | 2.0114 | 1.6451 | 1.6653e-16 | 0 | 0 | 0.03309 | 0.32779 | 0.3114 | 0 | 0 | 1.6797 | 3.042 | 0 | 0.2947 | -0.2947 | 4.0959 | 68.2644 | 0.19856 | 2.2125 | 0.026472 | 1.7 | 3.0751
2007-05-07 19:00 | 0 | 0 | 108.8917 | 90 | 0 | 0 | 2.5599 | 2.5599 | 1.7 | 0 | 0.5202 | 2.5599 | 0 | 0 | 0 | 0 | 0 | 0.90512 | 0.85987 | 0 | 0 | 2.0071 | 2.7473 | 0 | 0.90512 | -0.90512 | 3.1418 | 52.363 | 0.19856 | 2.8159 | 0 | 1.7 | 2.7473
2007-05-07 20:00 | 0 | 0 | 113.0233 | 90 | 0 | 0 | 2.8671 | 2.8671 | 1.7 | 0 | 0.5202 | 2.8671 | 0 | 0 | 4.4409e-16 | 0.073765 | 0 | 1.2285 | 1.1671 | 0 | 0 | 3.0128 | 1.8421 | 0 | 1.2285 | -1.2285 | 1.8469 | 30.7808 | 0.19856 | 3.1538 | 0 | 1.7 | 1.8421
2007-05-07 21:00 | 0 | 0 | 119.4953 | 90 | 0 | 0 | 0 | 0 | 1.4526 | 0 | 0.45267 | 0 | 0 | 0 | 0 | 0 | 0 | 0 | 0 | 1.4526 | 1.38 | 4.3778 | 0.61366 | 1.38 | 0 | 1.38 | 3.156 | 52.6005 | 0.19861 | 0 | 0 | 1.7 | 0.61366
2007-05-07 22:00 | 0 | 0 | 130.2959 | 90 | 0 | 0 | 0.25436 | 0.25436 | 1.7 | 0 | 0.5202 | 0.25436 | 0 | 0 | 0 | 0 | 0 | 0 | 0 | 1.4456 | 1.3734 | 2.9978 | 1.8557 | 1.3734 | 0 | 1.3734 | 4.4589 | 74.3151 | 0.19879 | 0.2798 | 0 | 1.7 | 1.8557
2007-05-07 23:00 | 0 | 0 | 149.3637 | 90 | 0 | 0 | 0.44131 | 0.44131 | 1.7 | 0 | 0.5202 | 0.44131 | 0 | 0 | 0 | 0 | 0 | 0 | 0 | 1.2587 | 1.1958 | 1.6245 | 3.0917 | 1.1958 | 0 | 1.1958 | 5.5933 | 93.2216 | 0.19902 | 0.48545 | 0 | 1.7 | 3.0917
2007-05-08 | 0 | 0 | 179.6587 | 90 | 0 | 0 | 0.16475 | 0.16475 | 0 | 0 | 0 | 0.16475 | 0 | 0 | 2.7756e-17 | 0 | 0 | 0.17343 | 0.16475 | 0 | 0 | 0.42871 | 4.1679 | 0 | 0.17343 | -0.17343 | 5.4105 | 90.1748 | 0.19902 | 0.18123 | 0 | 0 | 4.1679
2007-05-08 01:00 | 0 | 0 | -150.2114 | 90 | 0 | 0 | 0.67505 | 0.67505 | 0 | 0 | 0 | 0.67505 | 0 | 0 | 0 | 0 | 0 | 0.71058 | 0.67505 | 0 | 0 | 0.6214 | 3.9944 | 0 | 0.71058 | -0.71058 | 4.6615 | 77.6913 | 0.19902 | 0.74255 | 0 | 0 | 3.9944
2007-05-08 02:00 | 0 | 0 | -130.9615 | 90 | 0 | 0 | 0 | 0 | 0 | 0 | 0 | 0 | 0 | 0 | 0 | 0 | 0 | 0 | 0 | 0 | 0 | 1.4109 | 3.2839 | 0 | 0 | 0 | 4.6615 | 77.6913 | 0.19902 | 0 | 0 | 0 | 3.2839
2007-05-08 03:00 | 0 | 0 | -120.0037 | 90 | 0 | 0 | 0.38585 | 0.38585 | 0 | 0 | 0 | 0.38585 | 0 | 0 | 5.5511e-17 | 0 | 0 | 0.40616 | 0.38585 | 0 | 0 | 1.4109 | 3.2839 | 0 | 0.40616 | -0.40616 | 4.2334 | 70.5558 | 0.19902 | 0.42444 | 0 | 0 | 3.2839
2007-05-08 04:00 | 0 | 0 | -113.4355 | 90 | 0 | 0 | 0.1609 | 0.1609 | 0 | 0 | 0 | 0.1609 | 0 | 0 | 2.7756e-17 | 0 | 0 | 0.16937 | 0.1609 | 0 | 0 | 1.8622 | 2.8777 | 0 | 0.16937 | -0.16937 | 4.0548 | 67.5803 | 0.19902 | 0.17699 | 0 | 0 | 2.8777
2007-05-08 05:00 | 0 | 0 | -109.2493 | 90 | 0 | 0 | 0.3869 | 0.3869 | 0 | 0 | 0 | 0.3869 | 0 | 0 | 5.5511e-17 | 0 | 0 | 0.40726 | 0.3869 | 0 | 0 | 2.0504 | 2.7083 | 0 | 0.40726 | -0.40726 | 3.6255 | 60.4255 | 0.19902 | 0.42559 | 0 | 0 | 2.7083
2007-05-08 06:00 | 0.037609 | 2.4331 | -106.5157 | 90.1526 | 0.020217 | 0.036068 | 0.1313 | 0.1313 | 0 | 0 | 0 | 0.1313 | 27.4699 | 0 | 2.7756e-17 | 0 | 0.036068 | 0.13821 | 0.1313 | 0 | 0 | 2.5029 | 2.3011 | 0 | 0.10214 | -0.10214 | 3.5179 | 58.6311 | 0.19902 | 0.14443 | 0.028854 | 0 | 2.3371
2007-05-08 07:00 | 0.16704 | 16.702 | -104.83 | 75.798 | 0.15948 | 0.28451 | 1.423 | 1.423 | 1.7 | 0 | 0.5202 | 1.423 | 19.9932 | 0 | 0 | 0 | 0.28451 | 0 | 0 | 0.27698 | 0.26313 | 2.6164 | 2.1989 | 0.54764 | 0 | 0.54764 | 4.0374 | 67.29 | 0.19911 | 1.5653 | 0.22761 | 1.7 | 2.4834
2007-05-08 08:00 | 0.075884 | 31.052 | -104.114 | 61.535 | 0.075453 | 0.13461 | 0 | 0 | 1.4526 | 0 | 0.45267 | 0 | 0 | 0 | 0 | 0 | 0.13461 | 0 | 0 | 1.4526 | 1.38 | 2.0688 | 2.6918 | 1.5146 | 0 | 1.5146 | 5.4743 | 91.238 | 0.19912 | 0 | 0.10769 | 1.7 | 2.8264
2007-05-08 09:00 | 0.12561 | 45.4103 | -104.6669 | 47.5136 | 0.12492 | 0.22285 | 1.9983 | 1.9983 | 1.7 | 0 | 0.5202 | 1.9983 | 11.1523 | 0 | 0 | 0 | 0.22285 | 0.31397 | 0.29827 | 0 | 0 | 0.55416 | 4.0549 | 0 | 0.091118 | -0.091118 | 5.3782 | 89.6372 | 0.19912 | 2.1981 | 0.17828 | 1.7 | 4.2778
2007-05-08 10:00 | 0.39158 | 59.6579 | -107.7269 | 34.0883 | 0.38821 | 0.69256 | 0.0032225 | 0.0032225 | 0 | 0 | 0 | 0.0032225 | 21491.23 | 0.033772 | 0 | 0 | 0.69256 | 0.0033922 | 0.0032225 | 0 | 0 | 0.6554 | 3.9638 | 0.6554 | 0 | 0.6554 | 6 | 100 | 0.19892 | 0.0035448 | 0.55405 | 0 | 4.6564
2007-05-08 11:00 | 0.28814 | 73.3654 | -118.9844 | 22.4083 | 0.28652 | 0.51115 | 0.31019 | 0.31019 | 0 | 0 | 0 | 0.31019 | 164.7855 | 0.18463 | 0 | 0 | 0.51115 | 0.32652 | 0.31019 | 0 | 0 | 0 | 4.5537 | 0 | 0 | 0 | 6 | 100 | 0.19892 | 0.34121 | 0.40892 | 0 | 5.0648
2007-05-08 12:00 | 0.372 | 82.3268 | -178.8913 | 16.7049 | 0.36968 | 0.65951 | 0 | 0 | 0 | 0 | 0 | 0 | 0 | 0.65951 | 0 | 0 | 0.65951 | 0 | 0 | 0 | 0 | 0 | 4.5537 | 0 | 0 | 0 | 6 | 100 | 0.19892 | 0 | 0.52761 | 0 | 5.2132
2007-05-08 13:00 | 0.37618 | 73.6318 | 119.4389 | 22.2065 | 0.3737 | 0.66667 | 1.3571 | 1.3571 | 0.7238 | 0 | 0.2537 | 1.3571 | 49.1232 | 1.1102e-16 | 0 | 0 | 0.66667 | 0.66667 | 0.63334 | 0 | 0 | 0 | 4.5537 | 0 | 0 | 0 | 6 | 100 | 0.19892 | 1.4929 | 0.53334 | 1.7 | 5.2204
2007-05-08 14:00 | 0.39472 | 59.9486 | 107.8386 | 33.8233 | 0.39129 | 0.69806 | 1.1695 | 1.1695 | 0 | 0 | 0 | 1.1695 | 59.687 | 0 | 2.2204e-16 | 0 | 0.69806 | 1.2311 | 1.1695 | 0 | 0 | 0 | 4.5537 | 0 | 0.53303 | -0.53303 | 5.4382 | 90.6357 | 0.19892 | 1.2865 | 0.55845 | 0 | 5.2517
2007-05-08 15:00 | 0.29388 | 45.7056 | 104.6974 | 47.2291 | 0.29149 | 0.52002 | 0.6386 | 0.6386 | 0 | 0 | 0 | 0.6386 | 81.4309 | 0 | 0 | 0 | 0.52002 | 0.67222 | 0.6386 | 0 | 0 | 0.59225 | 4.0207 | 0 | 0.15219 | -0.15219 | 5.2777 | 87.9619 | 0.19892 | 0.70247 | 0.41602 | 0 | 4.5407
2007-05-08 16:00 | 0.035388 | 31.348 | 104.1106 | 61.2429 | 0.035202 | 0.0628 | 1.7633 | 1.7633 | 1.7 | 0 | 0.5202 | 1.7633 | 3.5615 | 1.249e-16 | 0 | 0 | 0.0628 | 0.066605 | 0.063275 | 0 | 0 | 0.76136 | 3.8685 | 0 | 0.0038052 | -0.0038052 | 5.2737 | 87.8951 | 0.19892 | 1.9396 | 0.05024 | 1.7 | 3.9313
2007-05-08 17:00 | 0.11668 | 16.9971 | 104.8052 | 75.5028 | 0.11508 | 0.2053 | 0 | 0 | 0 | 0 | 0 | 0 | 0 | 0 | 0 | 0 | 0.2053 | 0 | 0 | 0 | 0 | 0.76559 | 3.8647 | 0.2053 | 0 | 0.2053 | 5.4685 | 91.1412 | 0.19886 | 0 | 0.16424 | 0 | 4.07
2007-05-08 18:00 | 0.039015 | 2.7258 | 106.4712 | 89.8565 | 0.023056 | 0.041132 | 0 | 0 | 0 | 0 | 0 | 0 | 0 | 0 | 0 | 0 | 0.041132 | 0 | 0 | 0 | 0 | 0.56028 | 4.0494 | 0.041132 | 0 | 0.041132 | 5.5075 | 91.7915 | 0.19884 | 0 | 0.032906 | 0 | 4.0906
2007-05-08 19:00 | 0 | 0 | 109.1804 | 90 | 0 | 0 | 0.016578 | 0.016578 | 0 | 0 | 0 | 0.016578 | 0 | 0 | 0 | 0 | 0 | 0.017451 | 0.016578 | 0 | 0 | 0.51915 | 4.0865 | 0 | 0.017451 | -0.017451 | 5.4891 | 91.4849 | 0.19884 | 0.018236 | 0 | 0 | 4.0865
2007-05-08 20:00 | 0 | 0 | 113.3297 | 90 | 0 | 0 | 0 | 0 | 0 | 0 | 0 | 0 | 0 | 0 | 0 | 0 | 0 | 0 | 0 | 0 | 0 | 0.53854 | 4.069 | 0 | 0 | 0 | 5.4891 | 91.4849 | 0.19884 | 0 | 0 | 0 | 4.069
2007-05-08 21:00 | 0 | 0 | 119.8336 | 90 | 0 | 0 | 0.31873 | 0.31873 | 0 | 0 | 0 | 0.31873 | 0 | 0 | 5.5511e-17 | 0 | 0 | 0.33551 | 0.31873 | 0 | 0 | 0.53854 | 4.069 | 0 | 0.33551 | -0.33551 | 5.1355 | 85.5907 | 0.19884 | 0.3506 | 0 | 0 | 4.069
2007-05-08 22:00 | 0 | 0 | 130.6689 | 90 | 0 | 0 | 0.47291 | 0.47291 | 0 | 0 | 0 | 0.47291 | 0 | 0 | 5.5511e-17 | 0 | 0 | 0.4978 | 0.47291 | 0 | 0 | 0.91132 | 3.7335 | 0 | 0.4978 | -0.4978 | 4.6107 | 76.8453 | 0.19884 | 0.5202 | 0 | 0 | 3.7335
2007-05-08 23:00 | 0 | 0 | 149.6993 | 90 | 0 | 0 | 0.075624 | 0.075624 | 0 | 0 | 0 | 0.075624 | 0 | 0 | 1.3878e-17 | 0 | 0 | 0.079604 | 0.075624 | 0 | 0 | 1.4644 | 3.2357 | 0 | 0.079604 | -0.079604 | 4.5268 | 75.4468 | 0.19884 | 0.083187 | 0 | 0 | 3.2357
2007-05-09 | 0 | 0 | 179.7013 | 90 | 0 | 0 | 0 | 0 | 0 | 0 | 0 | 0 | 0 | 0 | 0 | 0 | 0 | 0 | 0 | 0 | 0 | 1.5529 | 3.1561 | 0 | 0 | 0 | 4.5268 | 75.4468 | 0.19884 | 0 | 0 | 0 | 3.1561
2007-05-09 01:00 | 0 | 0 | -150.4714 | 90 | 0 | 0 | 0.056352 | 0.056352 | 0 | 0 | 0 | 0.056352 | 0 | 0 | 6.9389e-18 | 0 | 0 | 0.059318 | 0.056352 | 0 | 0 | 1.5529 | 3.1561 | 0 | 0.059318 | -0.059318 | 4.4643 | 74.4047 | 0.19884 | 0.061987 | 0 | 0 | 3.1561
2007-05-09 02:00 | 0 | 0 | -131.29 | 90 | 0 | 0 | 0.23094 | 0.23094 | 0 | 0 | 0 | 0.23094 | 0 | 0 | 2.7756e-17 | 0 | 0 | 0.24309 | 0.23094 | 0 | 0 | 1.6188 | 3.0968 | 0 | 0.24309 | -0.24309 | 4.208 | 70.134 | 0.19884 | 0.25403 | 0 | 0 | 3.0968
2007-05-09 03:00 | 0 | 0 | -120.315 | 90 | 0 | 0 | 0.25461 | 0.25461 | 0 | 0 | 0 | 0.25461 | 0 | 0 | 5.5511e-17 | 0 | 0 | 0.26801 | 0.25461 | 0 | 0 | 1.8889 | 2.8537 | 0 | 0.26801 | -0.26801 | 3.9255 | 65.4256 | 0.19884 | 0.28007 | 0 | 0 | 2.8537
2007-05-09 04:00 | 0 | 0 | -113.7238 | 90 | 0 | 0 | 0.058748 | 0.058748 | 0 | 0 | 0 | 0.058748 | 0 | 0 | 6.9389e-18 | 0 | 0 | 0.06184 | 0.058748 | 0 | 0 | 2.1867 | 2.5857 | 0 | 0.06184 | -0.06184 | 3.8604 | 64.3392 | 0.19884 | 0.064623 | 0 | 0 | 2.5857
2007-05-09 05:00 | 0 | 0 | -109.5247 | 90 | 0 | 0 | 0.14446 | 0.14446 | 0 | 0 | 0 | 0.14446 | 0 | 0 | 0 | 0 | 0 | 0.15206 | 0.14446 | 0 | 0 | 2.2554 | 2.5238 | 0 | 0.15206 | -0.15206 | 3.7001 | 61.6677 | 0.19884 | 0.15891 | 0 | 0 | 2.5238
2007-05-09 06:00 | 0.050331 | 2.4923 | -106.7913 | 90.1355 | 0.0082243 | 0.014672 | 0.21519 | 0.21519 | 0 | 0 | 0 | 0.21519 | 6.8182 | 0 | 2.7756e-17 | 0 | 0.014672 | 0.22652 | 0.21519 | 0 | 0 | 2.4244 | 2.3718 | 0 | 0.21185 | -0.21185 | 3.4768 | 57.9459 | 0.19884 | 0.23671 | 0.011738 | 0 | 2.3864
2007-05-09 07:00 | 0.19356 | 16.7414 | -105.1212 | 75.8026 | 0.17996 | 0.32104 | 0.10389 | 0.10389 | 0 | 0 | 0 | 0.10389 | 309.0189 | 0 | 0 | 0 | 0.32104 | 0.10936 | 0.10389 | 0 | 0 | 2.6597 | 2.1599 | 0.21168 | 0 | 0.21168 | 3.6776 | 61.2929 | 0.19878 | 0.11428 | 0.25683 | 0 | 2.481
2007-05-09 08:00 | 0.26659 | 31.0715 | -104.442 | 61.5644 | 0.26175 | 0.46696 | 1.3734 | 1.3734 | 1.7 | 0 | 0.5202 | 1.3734 | 34 | 0 | 0 | 0 | 0.46696 | 0 | 0 | 0.32658 | 0.31025 | 2.4481 | 2.3504 | 0.77722 | 0 | 0.77722 | 4.4149 | 73.5817 | 0.1989 | 1.5108 | 0.37357 | 1.7 | 2.8174
2007-05-09 09:00 | 0.41177 | 45.4066 | -105.068 | 47.5752 | 0.40436 | 0.72137 | 2.0623 | 2.0623 | 1.7 | 0 | 0.5202 | 2.0623 | 34.9793 | 0 | 0 | 0 | 0.72137 | 0.38135 | 0.36228 | 0 | 0 | 1.6708 | 3.0499 | 0.34002 | 0 | 0.34002 | 4.7375 | 78.9579 | 0.19895 | 2.2685 | 0.5771 | 1.7 | 3.7713
2007-05-09 10:00 | 0.43682 | 59.6204 | -108.2791 | 34.1986 | 0.43206 | 0.7708 | 0.91918 | 0.91918 | 1.4512 | 0 | 0.45228 | 0.91918 | 83.8573 | 0 | 0 | 0 | 0.7708 | 0 | 0 | 0.53202 | 0.50542 | 1.3308 | 3.356 | 1.2762 | 0 | 1.2762 | 5.9482 | 99.1367 | 0.19904 | 1.0111 | 0.61664 | 1.7 | 4.1268
2007-05-09 11:00 | 0.5658 | 73.2573 | -119.89 | 22.6022 | 0.55793 | 0.99534 | 0.10929 | 0.10929 | 0 | 0 | 0 | 0.10929 | 910.7035 | 0.82569 | 0 | 0 | 0.99534 | 0.11505 | 0.10929 | 0 | 0 | 0.054602 | 4.5045 | 0.054602 | 0 | 0.054602 | 6 | 100 | 0.19902 | 0.12022 | 0.79627 | 0 | 5.4999
2007-05-09 12:00 | 0.81233 | 82.0461 | -179.0542 | 16.9858 | 0.7915 | 1.412 | 1.8503 | 1.8503 | 0.50885 | 0 | 0.19502 | 1.8503 | 76.3143 | 0 | 0 | 0 | 1.412 | 1.412 | 1.3414 | 0 | 0 | 0 | 4.5537 | 0 | 0 | 0 | 6 | 100 | 0.19902 | 2.0353 | 1.1296 | 1.7 | 5.9657
2007-05-09 13:00 | 0.78421 | 73.4911 | 120.3009 | 22.4253 | 0.76329 | 1.3617 | 1.7041 | 1.7041 | 0.425 | 0 | 0.17213 | 1.7041 | 79.9065 | 0.015257 | 0 | 0 | 1.3617 | 1.3465 | 1.2791 | 0 | 0 | 0 | 4.5537 | 0 | 0 | 0 | 6 | 100 | 0.19902 | 1.8745 | 1.0894 | 1.7 | 5.9154
2007-05-09 14:00 | 0.87975 | 59.877 | 108.382 | 33.9651 | 0.84668 | 1.5105 | 0.52477 | 0.52477 | 0 | 0 | 0 | 0.52477 | 287.8351 | 0.95809 | 0 | 0 | 1.5105 | 0.55239 | 0.52477 | 0 | 0 | 0 | 4.5537 | 0 | 0 | 0 | 6 | 100 | 0.19902 | 0.57725 | 1.2084 | 0 | 6.0642
2007-05-09 15:00 | 0.64822 | 45.6675 | 105.0968 | 47.324 | 0.61943 | 1.1051 | 0.34509 | 0.34509 | 0 | 0 | 0 | 0.34509 | 320.2257 | 0.74181 | 0 | 0 | 1.1051 | 0.36325 | 0.34509 | 0 | 0 | 0 | 4.5537 | 0 | 0 | 0 | 6 | 100 | 0.19902 | 0.3796 | 0.88405 | 0 | 5.6588
2007-05-09 16:00 | 0.44918 | 31.3332 | 104.4399 | 61.3064 | 0.42153 | 0.75201 | 0.45611 | 0.45611 | 0 | 0 | 0 | 0.45611 | 164.8747 | 0.27189 | 0 | 0 | 0.75201 | 0.48011 | 0.45611 | 0 | 0 | 0 | 4.5537 | 0 | 0 | 0 | 6 | 100 | 0.19902 | 0.50172 | 0.6016 | 0 | 5.3057
2007-05-09 17:00 | 0.21708 | 17.0023 | 105.0997 | 75.5417 | 0.19785 | 0.35296 | 2.3606 | 2.3606 | 1.7 | 0 | 0.5202 | 2.3606 | 14.9522 | 1.1102e-16 | 0 | 0 | 0.35296 | 0.69535 | 0.66058 | 0 | 0 | 0 | 4.5537 | 0 | 0.34239 | -0.34239 | 5.6391 | 93.9848 | 0.19902 | 2.5966 | 0.28237 | 1.7 | 4.9066
2007-05-09 18:00 | 0.0468 | 2.7511 | 106.752 | 89.8738 | 0.016544 | 0.029515 | 0 | 0 | 0 | 0 | 0 | 0 | 0 | 0 | 0 | 0 | 0.029515 | 0 | 0 | 0 | 0 | 0.38044 | 4.2113 | 0.029515 | 0 | 0.029515 | 5.6671 | 94.4515 | 0.19901 | 0 | 0.023612 | 0 | 4.2408
2007-05-09 19:00 | 0 | 0 | 109.4635 | 90 | 0 | 0 | 2.1696 | 2.1696 | 1.7 | 0 | 0.5202 | 2.1696 | 0 | 0 | 0 | 0 | 0 | 0.4943 | 0.46959 | 0 | 0 | 0.35092 | 4.2379 | 0 | 0.4943 | -0.4943 | 5.1461 | 85.7674 | 0.19901 | 2.3865 | 0 | 1.7 | 4.2379
2007-05-09 20:00 | 0 | 0 | 113.6297 | 90 | 0 | 0 | 3.5186 | 3.08 | 1.7 | 0 | 0.5202 | 3.08 | 0 | 0 | 0.43864 | 0.79051 | 0 | 1.4526 | 1.38 | 0 | 0 | 0.90015 | 3.7436 | 0 | 1.4526 | -1.4526 | 3.6148 | 60.2473 | 0.19901 | 3.8705 | 0 | 1.7 | 3.7436
2007-05-09 21:00 | 0 | 0 | 120.164 | 90 | 0 | 0 | 2.5525 | 2.5525 | 1.7 | 0 | 0.5202 | 2.5525 | 0 | 0 | 0 | 0 | 0 | 0.89732 | 0.85246 | 0 | 0 | 2.5142 | 2.2909 | 0 | 0.89732 | -0.89732 | 2.669 | 44.483 | 0.19901 | 2.8077 | 0 | 1.7 | 2.2909
2007-05-09 22:00 | 0 | 0 | 131.0308 | 90 | 0 | 0 | 0.4152 | 0.4152 | 1.7 | 0 | 0.5202 | 0.4152 | 0 | 0 | 0 | 0 | 0 | 0 | 0 | 1.2848 | 1.2206 | 3.5112 | 1.3936 | 1.2206 | 0 | 1.2206 | 3.8269 | 63.7817 | 0.19923 | 0.45672 | 0 | 1.7 | 1.3936
2007-05-09 23:00 | 0 | 0 | 150.0208 | 90 | 0 | 0 | 0 | 0 | 1.4526 | 0 | 0.45267 | 0 | 0 | 0 | 0 | 0 | 0 | 0 | 0 | 1.4526 | 1.38 | 2.2907 | 2.4921 | 1.38 | 0 | 1.38 | 5.1361 | 85.6014 | 0.19929 | 0 | 0 | 1.7 | 2.4921
2007-05-10 | 0 | 0 | 179.7376 | 90 | 0 | 0 | 0.4859 | 0.4859 | 0 | 0 | 0 | 0.4859 | 0 | 0 | 1.1102e-16 | 0 | 0 | 0.51147 | 0.4859 | 0 | 0 | 0.91065 | 3.7341 | 0 | 0.51147 | -0.51147 | 4.597 | 76.6158 | 0.19929 | 0.53448 | 0 | 0 | 3.7341
2007-05-10 01:00 | 0 | 0 | -150.7266 | 90 | 0 | 0 | 0 | 0 | 0 | 0 | 0 | 0 | 0 | 0 | 0 | 0 | 0 | 0 | 0 | 0 | 0 | 1.4789 | 3.2226 | 0 | 0 | 0 | 4.597 | 76.6158 | 0.19929 | 0 | 0 | 0 | 3.2226
2007-05-10 02:00 | 0 | 0 | -131.6122 | 90 | 0 | 0 | 0.43157 | 0.43157 | 0 | 0 | 0 | 0.43157 | 0 | 0 | 0 | 0 | 0 | 0.45428 | 0.43157 | 0 | 0 | 1.4789 | 3.2226 | 0 | 0.45428 | -0.45428 | 4.1181 | 68.6349 | 0.19929 | 0.47472 | 0 | 0 | 3.2226
2007-05-10 03:00 | 0 | 0 | -120.6209 | 90 | 0 | 0 | 0.5821 | 0.5821 | 0 | 0 | 0 | 0.5821 | 0 | 0 | 0 | 0 | 0 | 0.61274 | 0.5821 | 0 | 0 | 1.9837 | 2.7684 | 0 | 0.61274 | -0.61274 | 3.4722 | 57.8702 | 0.19929 | 0.64031 | 0 | 0 | 2.7684
2007-05-10 04:00 | 0 | 0 | -114.0071 | 90 | 0 | 0 | 0.39529 | 0.39529 | 0 | 0 | 0 | 0.39529 | 0 | 0 | 5.5511e-17 | 0 | 0 | 0.4161 | 0.39529 | 0 | 0 | 2.6645 | 2.1556 | 0 | 0.4161 | -0.4161 | 3.0336 | 50.5601 | 0.19929 | 0.43482 | 0 | 0 | 2.1556
2007-05-10 05:00 | 0 | 0 | -109.7955 | 90 | 0 | 0 | 0.10721 | 0.10721 | 0 | 0 | 0 | 0.10721 | 0 | 0 | 1.3878e-17 | 0 | 0 | 0.11285 | 0.10721 | 0 | 0 | 3.1269 | 1.7395 | 0 | 0.11285 | -0.11285 | 2.9147 | 48.5775 | 0.19929 | 0.11793 | 0 | 0 | 1.7395
2007-05-10 06:00 | 0.03485 | 2.5483 | -107.0623 | 90.1208 | 0.022909 | 0.04087 | 0.56964 | 0.56964 | 0 | 0 | 0 | 0.56964 | 7.1748 | 0 | 0 | 0 | 0.04087 | 0.59962 | 0.56964 | 0 | 0 | 3.2522 | 1.6267 | 0 | 0.55875 | -0.55875 | 2.3257 | 38.7613 | 0.19929 | 0.6266 | 0.032696 | 0 | 1.6675
2007-05-10 07:00 | 0.21064 | 16.7776 | -105.4074 | 75.8097 | 0.19213 | 0.34275 | 3.2568 | 3.0401 | 1.7 | 0 | 0.5202 | 3.0401 | 11.2742 | 0 | 0.21666 | 0.80283 | 0.34275 | 1.4107 | 1.3401 | 0 | 0 | 3.8731 | 1.0679 | 0 | 1.0679 | -1.0679 | 1.2 | 20 | 0.19929 | 3.5825 | 0.2742 | 1.7 | 1.4107
2007-05-10 08:00 | 0.50215 | 31.0877 | -104.7642 | 61.5962 | 0.46641 | 0.83208 | 1.651 | 1.651 | 1.7 | 0 | 0.5202 | 1.651 | 50.398 | 0 | 0 | 0 | 0.83208 | 0 | 0 | 0.048991 | 0.046542 | 5.0597 | 0 | 0.87862 | 0 | 0.87862 | 2.0335 | 33.8921 | 0.19941 | 1.8161 | 0.66566 | 1.7 | 0.83208
2007-05-10 09:00 | 0.47344 | 45.3994 | -105.4617 | 47.6389 | 0.46112 | 0.82264 | 0.6041 | 0.6041 | 1.7 | 0 | 0.5202 | 0.6041 | 136.1775 | 0 | 0 | 0 | 0.82264 | 0 | 0 | 1.0959 | 1.0411 | 4.181 | 0.79076 | 1.8638 | 0 | 1.8638 | 3.8016 | 63.3606 | 0.19943 | 0.66451 | 0.65811 | 1.7 | 1.6134
2007-05-10 10:00 | 0.47181 | 59.5793 | -108.8194 | 34.3106 | 0.46558 | 0.8306 | 0.95016 | 0.95016 | 1.7 | 0 | 0.5202 | 0.95016 | 87.4167 | 0 | 0 | 0 | 0.8306 | 0 | 0 | 0.74984 | 0.71235 | 2.3173 | 2.4681 | 1.5429 | 0 | 1.5429 | 5.2654 | 87.7567 | 0.19955 | 1.0452 | 0.66448 | 1.7 | 3.2987
2007-05-10 11:00 | 0.60847 | 73.1455 | -120.7648 | 22.7957 | 0.5983 | 1.0674 | 0.83629 | 0.83629 | 0 | 0 | 0 | 0.83629 | 127.6308 | 0 | 0 | 0 | 1.0674 | 0.88031 | 0.83629 | 0 | 0 | 0.77434 | 3.8568 | 0.18706 | 0 | 0.18706 | 5.4429 | 90.7143 | 0.1995 | 0.91992 | 0.85389 | 0 | 4.9242
2007-05-10 12:00 | 0.93167 | 81.7703 | -179.1888 | 17.2618 | 0.90311 | 1.6112 | 0.57529 | 0.57529 | 0 | 0 | 0 | 0.57529 | 280.058 | 0.4183 | 0 | 0 | 1.6112 | 0.60557 | 0.57529 | 0 | 0 | 0.58728 | 4.0251 | 0.58728 | 0 | 0.58728 | 6 | 100 | 0.19932 | 0.63282 | 1.2889 | 0 | 5.6363
2007-05-10 13:00 | 0.84481 | 73.3514 | 121.1371 | 22.6401 | 0.81936 | 1.4617 | 1.4973 | 1.4973 | 0.425 | 0 | 0.17213 | 1.4973 | 97.6246 | 0.333 | 0 | 0 | 1.4617 | 1.1287 | 1.0723 | 0 | 0 | 0 | 4.5537 | 0 | 0 | 0 | 6 | 100 | 0.19932 | 1.647 | 1.1694 | 1.7 | 6.0154
2007-05-10 14:00 | 0.66652 | 59.8066 | 108.9141 | 34.104 | 0.64769 | 1.1555 | 0 | 0 | 0 | 0 | 0 | 0 | 0 | 1.1555 | 0 | 0 | 1.1555 | 0 | 0 | 0 | 0 | 0 | 4.5537 | 0 | 0 | 0 | 6 | 100 | 0.19932 | 0 | 0.92438 | 0 | 5.7092
2007-05-10 15:00 | 0.56287 | 45.6308 | 105.4888 | 47.4163 | 0.54198 | 0.96689 | 0.81975 | 0.81975 | 0 | 0 | 0 | 0.81975 | 117.9498 | 0.104 | 0 | 0 | 0.96689 | 0.8629 | 0.81975 | 0 | 0 | 0 | 4.5537 | 0 | 0 | 0 | 6 | 100 | 0.19932 | 0.90173 | 0.77352 | 0 | 5.5206
2007-05-10 16:00 | 0.33276 | 31.3199 | 104.7632 | 61.3672 | 0.32162 | 0.57378 | 1.9315 | 1.9315 | 1.3864 | 0 | 0.43459 | 1.9315 | 29.7061 | 0 | 0 | 0 | 0.57378 | 0.57378 | 0.54509 | 0 | 0 | 0 | 4.5537 | 0 | 0 | 0 | 6 | 100 | 0.19932 | 2.1247 | 0.45902 | 1.7 | 5.1275
2007-05-10 17:00 | 0.17985 | 17.0092 | 105.3887 | 75.5782 | 0.17002 | 0.30331 | 1.8602 | 1.8602 | 1.5721 | 0 | 0.48527 | 1.8602 | 16.305 | 5.5511e-17 | 0 | 0 | 0.30331 | 0.30331 | 0.28814 | 0 | 0 | 0 | 4.5537 | 0 | 0 | 0 | 6 | 100 | 0.19932 | 2.0462 | 0.24265 | 1.7 | 4.857
2007-05-10 18:00 | 0.041202 | 2.7779 | 107.0275 | 89.8886 | 0.021718 | 0.038745 | 1.0797 | 1.0797 | 0 | 0 | 0 | 1.0797 | 3.5886 | 0 | 0 | 0 | 0.038745 | 1.1365 | 1.0797 | 0 | 0 | 0 | 4.5537 | 0 | 1.0978 | -1.0978 | 4.8429 | 80.7143 | 0.19932 | 1.1877 | 0.030996 | 0 | 4.5924
2007-05-10 19:00 | 0 | 0 | 109.741 | 90 | 0 | 0 | 1.3456 | 1.3456 | 1.7 | 0 | 0.5202 | 1.3456 | 0 | 0 | 0 | 0 | 0 | 0 | 0 | 0.35444 | 0.33672 | 1.2197 | 3.4559 | 0.33672 | 0 | 0.33672 | 5.1623 | 86.0382 | 0.19938 | 1.4801 | 0 | 1.7 | 3.4559
2007-05-10 20:00 | 0 | 0 | 113.9232 | 90 | 0 | 0 | 3.5295 | 3.08 | 1.7 | 0 | 0.5202 | 3.08 | 0 | 0 | 0.4495 | 0.80245 | 0 | 1.4526 | 1.38 | 0 | 0 | 0.88302 | 3.759 | 0 | 1.4526 | -1.4526 | 3.6311 | 60.5181 | 0.19938 | 3.8824 | 0 | 1.7 | 3.759
2007-05-10 21:00 | 0 | 0 | 120.4862 | 90 | 0 | 0 | 1.7127 | 1.7127 | 1.7 | 0 | 0.5202 | 1.7127 | 0 | 0 | 0 | 0 | 0 | 0.013419 | 0.012748 | 0 | 0 | 2.4971 | 2.3063 | 0 | 0.013419 | -0.013419 | 3.617 | 60.2824 | 0.19938 | 1.884 | 0 | 1.7 | 2.3063
2007-05-10 22:00 | 0 | 0 | 131.3818 | 90 | 0 | 0 | 0.12703 | 0.12703 | 1.5797 | 0 | 0.48735 | 0.12703 | 0 | 2.2204e-16 | 0 | 0 | 0 | 0 | 0 | 1.4526 | 1.38 | 2.512 | 2.2929 | 1.38 | 0 | 1.38 | 4.9261 | 82.1021 | 0.19949 | 0.13973 | 0 | 1.7 | 2.2929
2007-05-10 23:00 | 0 | 0 | 150.3286 | 90 | 0 | 0 | 0.38751 | 0.38751 | 0 | 0 | 0 | 0.38751 | 0 | 0 | 5.5511e-17 | 0 | 0 | 0.40791 | 0.38751 | 0 | 0 | 1.132 | 3.5349 | 0 | 0.40791 | -0.40791 | 4.4962 | 74.9359 | 0.19949 | 0.42626 | 0 | 0 | 3.5349
2007-05-11 | 0 | 0 | 179.7677 | 90 | 0 | 0 | 0.19947 | 0.19947 | 0 | 0 | 0 | 0.19947 | 0 | 0 | 2.7756e-17 | 0 | 0 | 0.20997 | 0.19947 | 0 | 0 | 1.5852 | 3.127 | 0 | 0.20997 | -0.20997 | 4.2748 | 71.2471 | 0.19949 | 0.21942 | 0 | 0 | 3.127
2007-05-11 01:00 | 0 | 0 | -150.9771 | 90 | 0 | 0 | 0.0477 | 0.0477 | 0 | 0 | 0 | 0.0477 | 0 | 0 | 6.9389e-18 | 0 | 0 | 0.050211 | 0.0477 | 0 | 0 | 1.8185 | 2.917 | 0 | 0.050211 | -0.050211 | 4.2219 | 70.3649 | 0.19949 | 0.052471 | 0 | 0 | 2.917
2007-05-11 02:00 | 0 | 0 | -131.9281 | 90 | 0 | 0 | 0.39298 | 0.39298 | 0 | 0 | 0 | 0.39298 | 0 | 0 | 5.5511e-17 | 0 | 0 | 0.41366 | 0.39298 | 0 | 0 | 1.8743 | 2.8668 | 0 | 0.41366 | -0.41366 | 3.7859 | 63.0977 | 0.19949 | 0.43227 | 0 | 0 | 2.8668
2007-05-11 03:00 | 0 | 0 | -120.9212 | 90 | 0 | 0 | 0.27713 | 0.27713 | 0 | 0 | 0 | 0.27713 | 0 | 0 | 5.5511e-17 | 0 | 0 | 0.29172 | 0.27713 | 0 | 0 | 2.3339 | 2.4532 | 0 | 0.29172 | -0.29172 | 3.4784 | 57.9728 | 0.19949 | 0.30484 | 0 | 0 | 2.4532
2007-05-11 04:00 | 0 | 0 | -114.2856 | 90 | 0 | 0 | 0.21364 | 0.21364 | 0 | 0 | 0 | 0.21364 | 0 | 0 | 2.7756e-17 | 0 | 0 | 0.22488 | 0.21364 | 0 | 0 | 2.658 | 2.1615 | 0 | 0.22488 | -0.22488 | 3.2413 | 54.022 | 0.19949 | 0.235 | 0 | 0 | 2.1615
2007-05-11 05:00 | 0 | 0 | -110.0616 | 90 | 0 | 0 | 0.40868 | 0.40868 | 0 | 0 | 0 | 0.40868 | 0 | 0 | 5.5511e-17 | 0 | 0 | 0.43019 | 0.40868 | 0 | 0 | 2.9079 | 1.9366 | 0 | 0.43019 | -0.43019 | 2.7879 | 46.4644 | 0.19949 | 0.44955 | 0 | 0 | 1.9366
2007-05-11 06:00 | 0.02878 | 2.601 | -107.3286 | 90.1086 | 0.023986 | 0.042791 | 0.24951 | 0.24951 | 0 | 0 | 0 | 0.24951 | 17.1502 | 0 | 0 | 0 | 0.042791 | 0.26264 | 0.24951 | 0 | 0 | 3.3859 | 1.5064 | 0 | 0.21985 | -0.21985 | 2.5561 | 42.602 | 0.19949 | 0.27446 | 0.034233 | 0 | 1.5492
2007-05-11 07:00 | 0.23864 | 16.8106 | -105.6886 | 75.8191 | 0.21131 | 0.37698 | 1.0449 | 1.0449 | 0 | 0 | 0 | 1.0449 | 36.0786 | 0 | 0 | 0 | 0.37698 | 1.0999 | 1.0449 | 0 | 0 | 3.6302 | 1.2865 | 0 | 0.72289 | -0.72289 | 1.7941 | 29.9021 | 0.19949 | 1.1494 | 0.30158 | 0 | 1.6635
2007-05-11 08:00 | 0.39842 | 31.1006 | -105.0806 | 61.6301 | 0.37721 | 0.67294 | 1.4538 | 1.4538 | 1.7 | 0 | 0.5202 | 1.4538 | 46.2881 | 0 | 0 | 0 | 0.67294 | 0 | 0 | 0.24619 | 0.23388 | 4.4334 | 0.56364 | 0.90682 | 0 | 0.90682 | 2.6544 | 44.2402 | 0.19963 | 1.5992 | 0.53835 | 1.7 | 1.2366
2007-05-11 09:00 | 0.45862 | 45.3889 | -105.8476 | 47.7046 | 0.44737 | 0.79811 | 1.1779 | 1.1779 | 1.7 | 0 | 0.5202 | 1.1779 | 67.7593 | 0 | 0 | 0 | 0.79811 | 0 | 0 | 0.52214 | 0.49604 | 3.5266 | 1.3798 | 1.2941 | 0 | 1.2941 | 3.8821 | 64.7023 | 0.19982 | 1.2956 | 0.63849 | 1.7 | 2.1779
2007-05-11 10:00 | 0.5513 | 59.5348 | -109.3474 | 34.4239 | 0.54058 | 0.9644 | 0.7742 | 0.7742 | 1.7 | 0 | 0.5202 | 0.7742 | 124.5674 | 0 | 0 | 0 | 0.9644 | 0 | 0 | 0.9258 | 0.87951 | 2.2324 | 2.5445 | 1.8439 | 0 | 1.8439 | 5.6314 | 93.8571 | 0.19985 | 0.85162 | 0.77152 | 1.7 | 3.5089
2007-05-11 11:00 | 0.56555 | 73.0302 | -121.6089 | 22.9886 | 0.55738 | 0.99437 | 1.6171 | 1.6171 | 1.0416 | 0 | 0.34045 | 1.6171 | 61.4895 | 5.5511e-17 | 0 | 0 | 0.99437 | 0.60585 | 0.57556 | 0 | 0 | 0.38851 | 4.204 | 0.38851 | 0 | 0.38851 | 6 | 100 | 0.1999 | 1.7788 | 0.79549 | 1.7 | 5.1984
2007-05-11 12:00 | 0.60531 | 81.4995 | -179.2978 | 17.5327 | 0.59619 | 1.0636 | 1.4356 | 1.4356 | 0.42522 | 0 | 0.17218 | 1.4356 | 74.0857 | 0 | 0 | 0 | 1.0636 | 1.0636 | 1.0104 | 0 | 0 | 0 | 4.5537 | 0 | 0 | 0 | 6 | 100 | 0.1999 | 1.5792 | 0.85089 | 1.7 | 5.6173
2007-05-11 13:00 | 0.77488 | 73.213 | 121.948 | 22.8507 | 0.75363 | 1.3445 | 1.6 | 1.6 | 0.425 | 0 | 0.17213 | 1.6 | 84.0284 | 0.10761 | 0 | 0 | 1.3445 | 1.2369 | 1.175 | 0 | 0 | 0 | 4.5537 | 0 | 0 | 0 | 6 | 100 | 0.1999 | 1.76 | 1.0756 | 1.7 | 5.8982
2007-05-11 14:00 | 0.46455 | 59.7375 | 109.4351 | 34.2399 | 0.45858 | 0.81811 | 0.33288 | 0.33288 | 0 | 0 | 0 | 0.33288 | 245.7695 | 0.46771 | 0 | 0 | 0.81811 | 0.3504 | 0.33288 | 0 | 0 | 0 | 4.5537 | 0 | 0 | 0 | 6 | 100 | 0.1999 | 0.36616 | 0.65449 | 0 | 5.3718
2007-05-11 15:00 | 0.2894 | 45.5957 | 105.8733 | 47.5058 | 0.28703 | 0.51207 | 0.59493 | 0.59493 | 0 | 0 | 0 | 0.59493 | 86.072 | 0 | 0 | 0 | 0.51207 | 0.62624 | 0.59493 | 0 | 0 | 0 | 4.5537 | 0 | 0.11417 | -0.11417 | 5.8797 | 97.9942 | 0.1999 | 0.65442 | 0.40965 | 0 | 5.0658
2007-05-11 16:00 | 0.26874 | 31.3082 | 105.0804 | 61.4256 | 0.26372 | 0.47048 | 0.13962 | 0.13962 | 0 | 0 | 0 | 0.13962 | 336.9638 | 0.19665 | 0 | 0 | 0.47048 | 0.14697 | 0.13962 | 0 | 0 | 0.12686 | 4.4395 | 0.12686 | 0 | 0.12686 | 6 | 100 | 0.19986 | 0.15359 | 0.37639 | 0 | 4.91
2007-05-11 17:00 | 0.1653 | 17.0176 | 105.6722 | 75.6122 | 0.15823 | 0.28229 | 1.21 | 1.21 | 0 | 0 | 0 | 1.21 | 23.3306 | 0 | 2.2204e-16 | 0 | 0.28229 | 1.2736 | 1.21 | 0 | 0 | 0 | 4.5537 | 0 | 0.99134 | -0.99134 | 4.955 | 82.5839 | 0.19986 | 1.3309 | 0.22583 | 0 | 4.836
2007-05-11 18:00 | 0.051961 | 2.8063 | 107.2975 | 89.901 | 0.01173 | 0.020927 | 0 | 0 | 0 | 0 | 0 | 0 | 0 | 0 | 0 | 0 | 0.020927 | 0 | 0 | 0 | 0 | 1.1015 | 3.5623 | 0.020927 | 0 | 0.020927 | 4.9749 | 82.9148 | 0.19986 | 0 | 0.016741 | 0 | 3.5833
2007-05-11 19:00 | 0 | 0 | 110.0127 | 90 | 0 | 0 | 1.7525 | 1.7525 | 1.7 | 0 | 0.5202 | 1.7525 | 0 | 0 | 0 | 0 | 0 | 0.055215 | 0.052454 | 0 | 0 | 1.0806 | 3.5812 | 0 | 0.055215 | -0.055215 | 4.9167 | 81.9448 | 0.19986 | 1.9277 | 0 | 1.7 | 3.5812
2007-05-11 20:00 | 0 | 0 | 114.2102 | 90 | 0 | 0 | 1.3419 | 1.3419 | 1.7 | 0 | 0.5202 | 1.3419 | 0 | 0 | 0 | 0 | 0 | 0 | 0 | 0.35813 | 0.34022 | 1.1419 | 3.526 | 0.34022 | 0 | 0.34022 | 5.2395 | 87.3242 | 0.19992 | 1.4761 | 0 | 1.7 | 3.526
2007-05-11 21:00 | 0 | 0 | 120.8002 | 90 | 0 | 0 | 0.096176 | 0.096176 | 0 | 0 | 0 | 0.096176 | 0 | 0 | 0 | 0 | 0 | 0.10124 | 0.096176 | 0 | 0 | 0.80169 | 3.8322 | 0 | 0.10124 | -0.10124 | 5.1327 | 85.5456 | 0.19992 | 0.10579 | 0 | 0 | 3.8322
2007-05-11 22:00 | 0 | 0 | 131.7218 | 90 | 0 | 0 | 0.72418 | 0.72418 | 0 | 0 | 0 | 0.72418 | 0 | 0 | 1.1102e-16 | 0 | 0 | 0.7623 | 0.72418 | 0 | 0 | 0.91418 | 3.7309 | 0 | 0.7623 | -0.7623 | 4.3292 | 72.1534 | 0.19992 | 0.7966 | 0 | 0 | 3.7309
2007-05-11 23:00 | 0 | 0 | 150.623 | 90 | 0 | 0 | 0.18457 | 0.18457 | 0 | 0 | 0 | 0.18457 | 0 | 0 | 0 | 0 | 0 | 0.19428 | 0.18457 | 0 | 0 | 1.7612 | 2.9686 | 0 | 0.19428 | -0.19428 | 4.1244 | 68.7402 | 0.19992 | 0.20302 | 0 | 0 | 2.9686
2007-05-12 | 0 | 0 | 179.7918 | 90 | 0 | 0 | 0.18757 | 0.18757 | 0 | 0 | 0 | 0.18757 | 0 | 0 | 2.7756e-17 | 0 | 0 | 0.19744 | 0.18757 | 0 | 0 | 1.977 | 2.7743 | 0 | 0.19744 | -0.19744 | 3.9163 | 65.2716 | 0.19992 | 0.20633 | 0 | 0 | 2.7743
2007-05-12 01:00 | 0 | 0 | -151.223 | 90 | 0 | 0 | 0.12927 | 0.12927 | 0 | 0 | 0 | 0.12927 | 0 | 0 | 2.7756e-17 | 0 | 0 | 0.13608 | 0.12927 | 0 | 0 | 2.1964 | 2.5769 | 0 | 0.13608 | -0.13608 | 3.7729 | 62.8809 | 0.19992 | 0.1422 | 0 | 0 | 2.5769
2007-05-12 02:00 | 0 | 0 | -132.2378 | 90 | 0 | 0 | 0.095962 | 0.095962 | 0 | 0 | 0 | 0.095962 | 0 | 0 | 1.3878e-17 | 0 | 0 | 0.10101 | 0.095962 | 0 | 0 | 2.3476 | 2.4408 | 0 | 0.10101 | -0.10101 | 3.6664 | 61.1063 | 0.19992 | 0.10556 | 0 | 0 | 2.4408
2007-05-12 03:00 | 0 | 0 | -121.2159 | 90 | 0 | 0 | 0 | 0 | 0 | 0 | 0 | 0 | 0 | 0 | 0 | 0 | 0 | 0 | 0 | 0 | 0 | 2.4599 | 2.3398 | 0 | 0 | 0 | 3.6664 | 61.1063 | 0.19992 | 0 | 0 | 0 | 2.3398
2007-05-12 04:00 | 0 | 0 | -114.559 | 90 | 0 | 0 | 0.35831 | 0.35831 | 0 | 0 | 0 | 0.35831 | 0 | 0 | 5.5511e-17 | 0 | 0 | 0.37717 | 0.35831 | 0 | 0 | 2.4599 | 2.3398 | 0 | 0.37717 | -0.37717 | 3.2688 | 54.4801 | 0.19992 | 0.39414 | 0 | 0 | 2.3398
2007-05-12 05:00 | 0 | 0 | -110.3231 | 90 | 0 | 0 | 0.32726 | 0.32726 | 0 | 0 | 0 | 0.32726 | 0 | 0 | 0 | 0 | 0 | 0.34448 | 0.32726 | 0 | 0 | 2.8789 | 1.9626 | 0 | 0.34448 | -0.34448 | 2.9057 | 48.4282 | 0.19992 | 0.35998 | 0 | 0 | 1.9626
2007-05-12 06:00 | 0.053521 | 2.6506 | -107.5902 | 90.0987 | 0.0070465 | 0.012571 | 0 | 0 | 0 | 0 | 0 | 0 | 0 | 0 | 0 | 0 | 0.012571 | 0 | 0 | 0 | 0 | 3.2617 | 1.6182 | 0.012571 | 0 | 0.012571 | 2.9176 | 48.627 | 0.19991 | 0 | 0.010057 | 0 | 1.6307
2007-05-12 07:00 | 0.28115 | 16.8405 | -105.9647 | 75.8308 | 0.24158 | 0.43098 | 2.0466 | 2.0466 | 1.7 | 0 | 0.5202 | 2.0466 | 21.0587 | 0 | 0 | 0 | 0.43098 | 0.36483 | 0.34659 | 0 | 0 | 3.2491 | 1.6295 | 0.066154 | 0 | 0.066154 | 2.9804 | 49.673 | 0.19992 | 2.2512 | 0.34479 | 1.7 | 2.0605
2007-05-12 08:00 | 0.52126 | 31.1105 | -105.391 | 61.6662 | 0.48213 | 0.86011 | 2.8787 | 2.8787 | 1.7 | 0 | 0.5202 | 2.8787 | 29.8788 | 0 | 0 | 0.086534 | 0.86011 | 1.2407 | 1.1787 | 0 | 0 | 3.183 | 1.689 | 0 | 0.38059 | -0.38059 | 2.5792 | 42.9867 | 0.19992 | 3.1665 | 0.68809 | 1.7 | 2.5491
2007-05-12 09:00 | 0.75392 | 45.3751 | -106.2258 | 47.7722 | 0.71495 | 1.2755 | 2.1143 | 2.1143 | 1.7 | 0 | 0.5202 | 2.1143 | 60.3261 | 0 | 0 | 0 | 1.2755 | 0.4361 | 0.41429 | 0 | 0 | 3.6058 | 1.3084 | 0.83937 | 0 | 0.83937 | 3.3755 | 56.2583 | 0.20004 | 2.3257 | 1.0204 | 1.7 | 2.5839
2007-05-12 10:00 | 0.67709 | 59.4868 | -109.863 | 34.5385 | 0.65643 | 1.1711 | 0 | 0 | 1.4526 | 0 | 0.45267 | 0 | 0 | 0 | 0 | 0 | 1.1711 | 0 | 0 | 1.4526 | 1.38 | 2.7665 | 2.0639 | 2.5511 | 0 | 2.5511 | 5.7957 | 96.5941 | 0.19974 | 0 | 0.93685 | 1.7 | 3.2349
2007-05-12 11:00 | 0.8965 | 72.912 | -122.4224 | 23.1807 | 0.86655 | 1.5459 | 0.87534 | 0.87534 | 0 | 0 | 0 | 0.87534 | 176.609 | 0.40911 | 0 | 0 | 1.5459 | 0.92141 | 0.87534 | 0 | 0 | 0.21541 | 4.3598 | 0.21541 | 0 | 0.21541 | 6 | 100 | 0.19967 | 0.96287 | 1.2367 | 0 | 5.9058
2007-05-12 12:00 | 1.0424 | 81.2339 | -179.384 | 17.7984 | 1.0073 | 1.797 | 1.2251 | 1.2251 | 0 | 0 | 0 | 1.2251 | 146.6814 | 0.50742 | 0 | 0 | 1.797 | 1.2896 | 1.2251 | 0 | 0 | 0 | 4.5537 | 0 | 0 | 0 | 6 | 100 | 0.19967 | 1.3476 | 1.4376 | 0 | 6.3507
2007-05-12 13:00 | 0.74375 | 73.0761 | 122.7343 | 23.057 | 0.72426 | 1.2921 | 0.56561 | 0.56561 | 0 | 0 | 0 | 0.56561 | 228.4391 | 0.6967 | 0 | 0 | 1.2921 | 0.59538 | 0.56561 | 0 | 0 | 0 | 4.5537 | 0 | 0 | 0 | 6 | 100 | 0.19967 | 0.62217 | 1.0337 | 0 | 5.8458
2007-05-12 14:00 | 0.58723 | 59.6699 | 109.945 | 34.3726 | 0.57385 | 1.0238 | 0 | 0 | 0 | 0 | 0 | 0 | 0 | 1.0238 | 0 | 0 | 1.0238 | 0 | 0 | 0 | 0 | 0 | 4.5537 | 0 | 0 | 0 | 6 | 100 | 0.19967 | 0 | 0.81901 | 0 | 5.5774
2007-05-12 15:00 | 0.66602 | 45.5621 | 106.2502 | 47.5926 | 0.63375 | 1.1306 | 1.4595 | 1.4595 | 0.425 | 0 | 0.17213 | 1.4595 | 77.4655 | 0.041663 | 0 | 0 | 1.1306 | 1.0889 | 1.0345 | 0 | 0 | 0 | 4.5537 | 0 | 0 | 0 | 6 | 100 | 0.19967 | 1.6054 | 0.90448 | 1.7 | 5.6843
2007-05-12 16:00 | 0.42278 | 31.2982 | 105.3914 | 61.4813 | 0.39766 | 0.70943 | 2.7855 | 2.7855 | 1.7 | 0 | 0.5202 | 2.7855 | 25.4689 | 2.2204e-16 | 0 | 0 | 0.70943 | 1.1426 | 1.0855 | 0 | 0 | 0 | 4.5537 | 0 | 0.43316 | -0.43316 | 5.5434 | 92.3902 | 0.19967 | 3.064 | 0.56754 | 1.7 | 5.2631
2007-05-12 17:00 | 0.19466 | 17.0277 | 105.9501 | 75.6437 | 0.18091 | 0.32275 | 0.27786 | 0.27786 | 0 | 0 | 0 | 0.27786 | 116.1563 | 0 | 0 | 0 | 0.32275 | 0.29248 | 0.27786 | 0 | 0 | 0.48129 | 4.1205 | 0.030268 | 0 | 0.030268 | 5.5721 | 92.8688 | 0.19966 | 0.30564 | 0.2582 | 0 | 4.4433
2007-05-12 18:00 | 0.031943 | 2.8362 | 107.5621 | 89.911 | 0.025534 | 0.045552 | 2.5076 | 2.5076 | 1.7 | 0 | 0.5202 | 2.5076 | 1.8165 | 0 | 0 | 0 | 0.045552 | 0.85015 | 0.80764 | 0 | 0 | 0.45102 | 4.1478 | 0 | 0.80459 | -0.80459 | 4.724 | 78.7335 | 0.19966 | 2.7584 | 0.036442 | 1.7 | 4.1933
2007-05-12 19:00 | 0 | 0 | 110.2787 | 90 | 0 | 0 | 1.4362 | 1.4362 | 1.7 | 0 | 0.5202 | 1.4362 | 0 | 0 | 0 | 0 | 0 | 0 | 0 | 0.26382 | 0.25063 | 1.345 | 3.3432 | 0.25063 | 0 | 0.25063 | 4.9618 | 82.6963 | 0.19971 | 1.5798 | 0 | 1.7 | 3.3432
2007-05-12 20:00 | 0 | 0 | 114.4905 | 90 | 0 | 0 | 1.8855 | 1.8855 | 1.7 | 0 | 0.5202 | 1.8855 | 0 | 0 | 0 | 0 | 0 | 0.19531 | 0.18555 | 0 | 0 | 1.0944 | 3.5687 | 0 | 0.19531 | -0.19531 | 4.7559 | 79.265 | 0.19971 | 2.0741 | 0 | 1.7 | 3.5687
2007-05-12 21:00 | 0 | 0 | 121.106 | 90 | 0 | 0 | 0.061494 | 0.061494 | 1.4419 | 0 | 0.44974 | 0.061494 | 0 | 0 | 0 | 0 | 0 | 0 | 0 | 1.3804 | 1.3114 | 1.3114 | 3.3734 | 1.3114 | 0 | 1.3114 | 6 | 100 | 0.19978 | 0.067644 | 0 | 1.7 | 3.3734
2007-05-12 22:00 | 0 | 0 | 132.0509 | 90 | 0 | 0 | 0.49994 | 0.49994 | 0 | 0 | 0 | 0.49994 | 0 | 0 | 0 | 0 | 0 | 0.52625 | 0.49994 | 0 | 0 | 0 | 4.5537 | 0 | 0.52625 | -0.52625 | 5.4453 | 90.7547 | 0.19978 | 0.54994 | 0 | 0 | 4.5537
2007-05-12 23:00 | 0 | 0 | 150.9042 | 90 | 0 | 0 | 0.35567 | 0.35567 | 0 | 0 | 0 | 0.35567 | 0 | 0 | 0 | 0 | 0 | 0.37439 | 0.35567 | 0 | 0 | 0.58473 | 4.0274 | 0 | 0.37439 | -0.37439 | 5.0506 | 84.1773 | 0.19978 | 0.39124 | 0 | 0 | 4.0274
2007-05-13 | 0 | 0 | 179.8102 | 90 | 0 | 0 | 0.58999 | 0.58999 | 0 | 0 | 0 | 0.58999 | 0 | 0 | 1.1102e-16 | 0 | 0 | 0.62104 | 0.58999 | 0 | 0 | 1.0007 | 3.653 | 0 | 0.62104 | -0.62104 | 4.396 | 73.2667 | 0.19978 | 0.64899 | 0 | 0 | 3.653
2007-05-13 01:00 | 0 | 0 | -151.4645 | 90 | 0 | 0 | 0.41494 | 0.41494 | 0 | 0 | 0 | 0.41494 | 0 | 0 | 5.5511e-17 | 0 | 0 | 0.43678 | 0.41494 | 0 | 0 | 1.6908 | 3.032 | 0 | 0.43678 | -0.43678 | 3.9356 | 65.5932 | 0.19978 | 0.45644 | 0 | 0 | 3.032
2007-05-13 02:00 | 0 | 0 | -132.5413 | 90 | 0 | 0 | 0.26213 | 0.26213 | 0 | 0 | 0 | 0.26213 | 0 | 0 | 0 | 0 | 0 | 0.27592 | 0.26213 | 0 | 0 | 2.1761 | 2.5952 | 0 | 0.27592 | -0.27592 | 3.6448 | 60.7458 | 0.19978 | 0.28834 | 0 | 0 | 2.5952
2007-05-13 03:00 | 0 | 0 | -121.5051 | 90 | 0 | 0 | 0.069329 | 0.069329 | 0 | 0 | 0 | 0.069329 | 0 | 0 | 1.3878e-17 | 0 | 0 | 0.072978 | 0.069329 | 0 | 0 | 2.4827 | 2.3193 | 0 | 0.072978 | -0.072978 | 3.5678 | 59.4637 | 0.19978 | 0.076262 | 0 | 0 | 2.3193
2007-05-13 04:00 | 0 | 0 | -114.8274 | 90 | 0 | 0 | 0.059746 | 0.059746 | 0 | 0 | 0 | 0.059746 | 0 | 0 | 0 | 0 | 0 | 0.062891 | 0.059746 | 0 | 0 | 2.5637 | 2.2463 | 0 | 0.062891 | -0.062891 | 3.5015 | 58.3588 | 0.19978 | 0.065721 | 0 | 0 | 2.2463
2007-05-13 05:00 | 0 | 0 | -110.5797 | 90 | 0 | 0 | 0.37642 | 0.37642 | 0 | 0 | 0 | 0.37642 | 0 | 0 | 5.5511e-17 | 0 | 0 | 0.39623 | 0.37642 | 0 | 0 | 2.6336 | 2.1834 | 0 | 0.39623 | -0.39623 | 3.0839 | 51.3978 | 0.19978 | 0.41406 | 0 | 0 | 2.1834
2007-05-13 06:00 | 0.012592 | 2.6969 | -107.8469 | 90.0913 | 0.012321 | 0.021981 | 0.0041268 | 0.0041268 | 0 | 0 | 0 | 0.0041268 | 532.6517 | 0 | 0 | 0 | 0.021981 | 0.004344 | 0.0041268 | 0 | 0 | 3.0739 | 1.7872 | 0.017637 | 0 | 0.017637 | 3.1006 | 51.6767 | 0.19977 | 0.0045394 | 0.017585 | 0 | 1.8092
2007-05-13 07:00 | 0.14386 | 16.8672 | -106.2356 | 75.8447 | 0.13969 | 0.2492 | 0 | 0 | 0 | 0 | 0 | 0 | 0 | 0 | 0 | 0 | 0.2492 | 0 | 0 | 0 | 0 | 3.0562 | 1.8031 | 0.2492 | 0 | 0.2492 | 3.337 | 55.6169 | 0.1997 | 0 | 0.19936 | 0 | 2.0523
2007-05-13 08:00 | 0.20463 | 31.1171 | -105.6953 | 61.7043 | 0.20265 | 0.36152 | 1.1202 | 1.1202 | 0 | 0 | 0 | 1.1202 | 32.2726 | 0 | 2.2204e-16 | 0 | 0.36152 | 1.1792 | 1.1202 | 0 | 0 | 2.807 | 2.0274 | 0 | 0.81765 | -0.81765 | 2.4751 | 41.2523 | 0.1997 | 1.2322 | 0.28922 | 0 | 2.3889
2007-05-13 09:00 | 0.22878 | 45.3583 | -106.5959 | 47.8415 | 0.22732 | 0.40553 | 1.1493 | 1.1493 | 1.7 | 0 | 0.5202 | 1.1493 | 35.2851 | 0 | 0 | 0 | 0.40553 | 0 | 0 | 0.5507 | 0.52317 | 3.7155 | 1.2097 | 0.9287 | 0 | 0.9287 | 3.3562 | 55.9363 | 0.19985 | 1.2642 | 0.32443 | 1.7 | 1.6152
2007-05-13 10:00 | 0.17001 | 59.4357 | -110.3659 | 34.6542 | 0.16908 | 0.30163 | 0 | 0 | 1.4526 | 0 | 0.45267 | 0 | 0 | 0 | 0 | 0 | 0.30163 | 0 | 0 | 1.4526 | 1.38 | 2.7868 | 2.0455 | 1.6816 | 0 | 1.6816 | 4.9515 | 82.5252 | 0.19981 | 0 | 0.24131 | 1.7 | 2.3472
2007-05-13 11:00 | 0.22124 | 72.7911 | -123.2054 | 23.3718 | 0.22002 | 0.39251 | 1.4781 | 1.4781 | 1.7 | 0 | 0.5202 | 1.4781 | 26.5553 | 0 | 0 | 0 | 0.39251 | 0 | 0 | 0.2219 | 0.21081 | 1.1052 | 3.559 | 0.60332 | 0 | 0.60332 | 5.5239 | 92.0645 | 0.1999 | 1.6259 | 0.31401 | 1.7 | 3.9515
2007-05-13 12:00 | 0.080491 | 80.9735 | -179.4497 | 18.0588 | 0.08008 | 0.14286 | 0.12774 | 0.12774 | 0 | 0 | 0 | 0.12774 | 111.8424 | 0 | 0 | 0 | 0.14286 | 0.13446 | 0.12774 | 0 | 0 | 0.50188 | 4.102 | 0.008404 | 0 | 0.008404 | 5.5319 | 92.1974 | 0.1999 | 0.14051 | 0.11429 | 0 | 4.2449
2007-05-13 13:00 | 0.089998 | 72.9409 | 123.4968 | 23.2588 | 0.089535 | 0.15973 | 0.11656 | 0.11656 | 0 | 0 | 0 | 0.11656 | 137.0327 | 0 | 0 | 0 | 0.15973 | 0.1227 | 0.11656 | 0 | 0 | 0.49348 | 4.1096 | 0.037032 | 0 | 0.037032 | 5.567 | 92.7829 | 0.19988 | 0.12822 | 0.12778 | 0 | 4.2693
2007-05-13 14:00 | 0.10694 | 59.6039 | 110.4437 | 34.502 | 0.10638 | 0.18978 | 1.1252 | 1.1252 | 0 | 0 | 0 | 1.1252 | 16.8664 | 0 | 0 | 0 | 0.18978 | 1.1844 | 1.1252 | 0 | 0 | 0.45645 | 4.1429 | 0 | 0.99463 | -0.99463 | 4.5186 | 75.3092 | 0.19988 | 1.2377 | 0.15182 | 0 | 4.3327
2007-05-13 15:00 | 0.18244 | 45.5302 | 106.6195 | 47.6766 | 0.18136 | 0.32355 | 1.8715 | 1.8715 | 1.7 | 0 | 0.5202 | 1.8715 | 17.2877 | 0 | 0 | 0 | 0.32355 | 0.18057 | 0.17154 | 0 | 0 | 1.5616 | 3.1483 | 0.14297 | 0 | 0.14297 | 4.6542 | 77.5698 | 0.1999 | 2.0587 | 0.25884 | 1.7 | 3.4718
2007-05-13 16:00 | 0.092384 | 31.2898 | 105.6962 | 61.5344 | 0.091835 | 0.16383 | 0 | 0 | 1.3208 | 0 | 0.41668 | 0 | 0 | 0 | 0 | 0 | 0.16383 | 0 | 0 | 1.3208 | 1.2548 | 1.4186 | 3.2769 | 1.4186 | 0 | 1.4186 | 6 | 100 | 0.19989 | 0 | 0.13107 | 1.7 | 3.4408
2007-05-13 17:00 | 0.15758 | 17.0394 | 106.2224 | 75.6727 | 0.15165 | 0.27054 | 2.4771 | 2.4771 | 1.7 | 0 | 0.5202 | 2.4771 | 10.922 | 1.1102e-16 | 0 | 0 | 0.27054 | 0.81797 | 0.77707 | 0 | 0 | 0 | 4.5537 | 0 | 0.54742 | -0.54742 | 5.423 | 90.3828 | 0.19989 | 2.7248 | 0.21644 | 1.7 | 4.8242
2007-05-13 18:00 | 0.039583 | 2.8677 | 107.8211 | 89.9186 | 0.023411 | 0.041765 | 2.4717 | 2.4717 | 1.7 | 0 | 0.5202 | 2.4717 | 1.6897 | 0 | 0 | 0 | 0.041765 | 0.81233 | 0.77171 | 0 | 0 | 0.60825 | 4.0063 | 0 | 0.77056 | -0.77056 | 4.6107 | 76.8454 | 0.19989 | 2.7189 | 0.033412 | 1.7 | 4.048
2007-05-13 19:00 | 0 | 0 | 110.5387 | 90 | 0 | 0 | 1.128 | 1.128 | 1.7 | 0 | 0.5202 | 1.128 | 0 | 0 | 0 | 0 | 0 | 0 | 0 | 0.57198 | 0.54338 | 1.4644 | 3.2357 | 0.54338 | 0 | 0.54338 | 5.1262 | 85.4369 | 0.19998 | 1.2408 | 0 | 1.7 | 3.2357
2007-05-13 20:00 | 0 | 0 | 114.764 | 90 | 0 | 0 | 1.675 | 1.675 | 1.7 | 0 | 0.5202 | 1.675 | 0 | 3.4694e-18 | 0 | 0 | 0 | 0 | 0 | 0.025026 | 0.023775 | 0.92105 | 3.7247 | 0.023775 | 0 | 0.023775 | 5.1488 | 85.8128 | 0.19999 | 1.8425 | 0 | 1.7 | 3.7247
2007-05-13 21:00 | 0 | 0 | 121.4035 | 90 | 0 | 0 | 1.3265 | 1.3265 | 1.7 | 0 | 0.5202 | 1.3265 | 0 | -5.5511e-17 | 0 | 0 | 0 | 0 | 0 | 0.37355 | 0.35487 | 0.89728 | 3.7461 | 0.35487 | 0 | 0.35487 | 5.4854 | 91.4238 | 0.20005 | 1.4591 | 0 | 1.7 | 3.7461
2007-05-13 22:00 | 0 | 0 | 132.3691 | 90 | 0 | 0 | 0.10856 | 0.10856 | 0 | 0 | 0 | 0.10856 | 0 | 0 | 1.3878e-17 | 0 | 0 | 0.11427 | 0.10856 | 0 | 0 | 0.54241 | 4.0655 | 0 | 0.11427 | -0.11427 | 5.365 | 89.4163 | 0.20005 | 0.11941 | 0 | 0 | 4.0655
2007-05-13 23:00 | 0 | 0 | 151.1725 | 90 | 0 | 0 | 0.37117 | 0.37117 | 0 | 0 | 0 | 0.37117 | 0 | 0 | 0 | 0 | 0 | 0.3907 | 0.37117 | 0 | 0 | 0.66937 | 3.9513 | 0 | 0.3907 | -0.3907 | 4.9532 | 82.5524 | 0.20005 | 0.40829 | 0 | 0 | 3.9513
2007-05-14 | 0 | 0 | 179.8231 | 90 | 0 | 0 | 0.2459 | 0.2459 | 0 | 0 | 0 | 0.2459 | 0 | 0 | 0 | 0 | 0 | 0.25884 | 0.2459 | 0 | 0 | 1.1035 | 3.5606 | 0 | 0.25884 | -0.25884 | 4.6803 | 78.005 | 0.20005 | 0.27049 | 0 | 0 | 3.5606
2007-05-14 01:00 | 0 | 0 | -151.7016 | 90 | 0 | 0 | 0.36573 | 0.36573 | 0 | 0 | 0 | 0.36573 | 0 | 0 | 5.5511e-17 | 0 | 0 | 0.38497 | 0.36573 | 0 | 0 | 1.3911 | 3.3017 | 0 | 0.38497 | -0.38497 | 4.2745 | 71.2417 | 0.20005 | 0.4023 | 0 | 0 | 3.3017
2007-05-14 02:00 | 0 | 0 | -132.8387 | 90 | 0 | 0 | 0.19654 | 0.19654 | 0 | 0 | 0 | 0.19654 | 0 | 0 | 2.7756e-17 | 0 | 0 | 0.20688 | 0.19654 | 0 | 0 | 1.8188 | 2.9167 | 0 | 0.20688 | -0.20688 | 4.0564 | 67.6071 | 0.20005 | 0.21619 | 0 | 0 | 2.9167
2007-05-14 03:00 | 0 | 0 | -121.7887 | 90 | 0 | 0 | 0.14686 | 0.14686 | 0 | 0 | 0 | 0.14686 | 0 | 0 | 0 | 0 | 0 | 0.15458 | 0.14686 | 0 | 0 | 2.0487 | 2.7098 | 0 | 0.15458 | -0.15458 | 3.8935 | 64.8913 | 0.20005 | 0.16154 | 0 | 0 | 2.7098
2007-05-14 04:00 | 0 | 0 | -115.0907 | 90 | 0 | 0 | 0.40947 | 0.40947 | 0 | 0 | 0 | 0.40947 | 0 | 0 | 0 | 0 | 0 | 0.43102 | 0.40947 | 0 | 0 | 2.2205 | 2.5553 | 0 | 0.43102 | -0.43102 | 3.4391 | 57.319 | 0.20005 | 0.45042 | 0 | 0 | 2.5553
2007-05-14 05:00 | 0 | 0 | -110.8315 | 90 | 0 | 0 | 0.18338 | 0.18338 | 0 | 0 | 0 | 0.18338 | 0 | 0 | 2.7756e-17 | 0 | 0 | 0.19303 | 0.18338 | 0 | 0 | 2.6994 | 2.1242 | 0 | 0.19303 | -0.19303 | 3.2357 | 53.9278 | 0.20005 | 0.20172 | 0 | 0 | 2.1242
2007-05-14 06:00 | 0.06185 | 2.74 | -108.0988 | 90.0862 | 0.0036315 | 0.0064786 | 0.51582 | 0.51582 | 0 | 0 | 0 | 0.51582 | 1.256 | 0 | 0 | 0 | 0.0064786 | 0.54297 | 0.51582 | 0 | 0 | 2.9139 | 1.9312 | 0 | 0.53649 | -0.53649 | 2.6702 | 44.5026 | 0.20005 | 0.5674 | 0.0051829 | 0 | 1.9377
2007-05-14 07:00 | 0.24285 | 16.8908 | -106.5012 | 75.8609 | 0.2132 | 0.38034 | 2.5437 | 2.5437 | 1.7 | 0 | 0.5202 | 2.5437 | 14.9527 | 2.2204e-16 | 0 | 0 | 0.38034 | 0.88806 | 0.84365 | 0 | 0 | 3.51 | 1.3947 | 0 | 0.50771 | -0.50771 | 2.135 | 35.5831 | 0.20005 | 2.798 | 0.30428 | 1.7 | 1.7751
2007-05-14 08:00 | 0.48445 | 31.1208 | -105.9934 | 61.7445 | 0.44857 | 0.80025 | 0.75572 | 0.75572 | 1.7 | 0 | 0.5202 | 0.75572 | 105.8935 | 0 | 0 | 0 | 0.80025 | 0 | 0 | 0.94428 | 0.89707 | 4.0741 | 0.88701 | 1.6973 | 0 | 1.6973 | 3.7452 | 62.4201 | 0.20012 | 0.83129 | 0.6402 | 1.7 | 1.6873
2007-05-14 09:00 | 0.68385 | 45.3384 | -106.958 | 47.9126 | 0.64857 | 1.157 | 0.49478 | 0.49478 | 1.6535 | 0 | 0.50751 | 0.49478 | 233.8493 | 0 | 0 | 0 | 1.157 | 0 | 0 | 1.1587 | 1.1008 | 2.3768 | 2.4146 | 2.2578 | 0 | 2.2578 | 5.8872 | 98.1197 | 0.2 | 0.54426 | 0.92564 | 1.7 | 3.5716
2007-05-14 10:00 | 0.66832 | 59.3817 | -110.856 | 34.7708 | 0.64759 | 1.1553 | 2.2523 | 2.2523 | 1.2677 | 0 | 0.40219 | 2.2523 | 51.2942 | 1.5266e-16 | 0 | 0 | 1.1553 | 1.0364 | 0.98455 | 0 | 0 | 0.11892 | 4.4467 | 0.11892 | 0 | 0.11892 | 6 | 100 | 0.20002 | 2.4775 | 0.92423 | 1.7 | 5.602
2007-05-14 11:00 | 0.86074 | 72.6679 | -123.9581 | 23.5616 | 0.83186 | 1.484 | 2.3577 | 2.3577 | 0.97771 | 0 | 0.32301 | 2.3577 | 62.9442 | 0.031408 | 0 | 0 | 1.484 | 1.4526 | 1.38 | 0 | 0 | 0 | 4.5537 | 0 | 0 | 0 | 6 | 100 | 0.20002 | 2.5935 | 1.1872 | 1.7 | 6.0377
2007-05-14 12:00 | 0.86325 | 80.7184 | -179.4966 | 18.314 | 0.83645 | 1.4922 | 1.62 | 1.62 | 0.425 | 0 | 0.17213 | 1.62 | 92.1118 | 0.23431 | 0 | 0 | 1.4922 | 1.2579 | 1.195 | 0 | 0 | 0 | 4.5537 | 0 | 0 | 0 | 6 | 100 | 0.20002 | 1.782 | 1.1938 | 1.7 | 6.0459
2007-05-14 13:00 | 0.78263 | 72.8077 | 124.2361 | 23.4562 | 0.7594 | 1.3548 | 2.2435 | 2.2435 | 0.95646 | 0 | 0.31721 | 2.2435 | 60.3868 | 0 | 0 | 0 | 1.3548 | 1.3548 | 1.287 | 0 | 0 | 0 | 4.5537 | 0 | 0 | 0 | 6 | 100 | 0.20002 | 2.4678 | 1.0838 | 1.7 | 5.9085
2007-05-14 14:00 | 0.85026 | 59.5395 | 110.9314 | 34.6282 | 0.81534 | 1.4546 | 2.0861 | 2.0861 | 0.70612 | 0 | 0.24887 | 2.0861 | 69.7262 | 0.0019438 | 0 | 0 | 1.4546 | 1.4526 | 1.38 | 0 | 0 | 0 | 4.5537 | 0 | 0 | 0 | 6 | 100 | 0.20002 | 2.2947 | 1.1637 | 1.7 | 6.0083
2007-05-14 15:00 | 0.65727 | 45.5 | 106.9812 | 47.7577 | 0.6246 | 1.1143 | 2.7239 | 2.7239 | 1.6654 | 0 | 0.51075 | 2.7239 | 40.907 | 0 | 0 | 0 | 1.1143 | 1.1143 | 1.0586 | 0 | 0 | 0 | 4.5537 | 0 | 0 | 0 | 6 | 100 | 0.20002 | 2.9963 | 0.89143 | 1.7 | 5.668
2007-05-14 16:00 | 0.36918 | 31.2831 | 105.9948 | 61.5847 | 0.35195 | 0.62788 | 1.75 | 1.75 | 1.1535 | 0 | 0.37101 | 1.75 | 35.8792 | 0 | 0 | 0 | 0.62788 | 0.62788 | 0.59649 | 0 | 0 | 0 | 4.5537 | 0 | 0 | 0 | 6 | 100 | 0.20002 | 1.925 | 0.5023 | 1.7 | 5.1816
2007-05-14 17:00 | 0.17021 | 17.0527 | 106.489 | 75.6991 | 0.16191 | 0.28885 | 0.83635 | 0.83635 | 0 | 0 | 0 | 0.83635 | 34.5374 | 0 | 0 | 0 | 0.28885 | 0.88037 | 0.83635 | 0 | 0 | 0 | 4.5537 | 0 | 0.59152 | -0.59152 | 5.3765 | 89.6081 | 0.20002 | 0.91999 | 0.23108 | 0 | 4.8425
2007-05-14 18:00 | 0.026275 | 2.9006 | 108.0745 | 89.9238 | 0.023907 | 0.042651 | 2.2596 | 2.2596 | 1.7 | 0 | 0.5202 | 2.2596 | 1.8875 | 1.1102e-16 | 0 | 0 | 0.042651 | 0.58908 | 0.55962 | 0 | 0 | 0.65724 | 3.9622 | 0 | 0.54643 | -0.54643 | 4.8005 | 80.0084 | 0.20002 | 2.4856 | 0.034121 | 1.7 | 4.0048
2007-05-14 19:00 | 0 | 0 | 110.7928 | 90 | 0 | 0 | 2.0488 | 2.0488 | 1.7 | 0 | 0.5202 | 2.0488 | 0 | 0 | 0 | 0 | 0 | 0.36711 | 0.34876 | 0 | 0 | 1.2644 | 3.4157 | 0 | 0.36711 | -0.36711 | 4.4135 | 73.5589 | 0.20002 | 2.2536 | 0 | 1.7 | 3.4157
2007-05-14 20:00 | 0 | 0 | 115.0309 | 90 | 0 | 0 | 2.4277 | 2.4277 | 1.7 | 0 | 0.5202 | 2.4277 | 0 | 0 | 0 | 0 | 0 | 0.766 | 0.7277 | 0 | 0 | 1.6723 | 3.0486 | 0 | 0.766 | -0.766 | 3.6061 | 60.1016 | 0.20002 | 2.6705 | 0 | 1.7 | 3.0486
2007-05-14 21:00 | 0 | 0 | 121.6928 | 90 | 0 | 0 | 2.7734 | 2.7734 | 1.7 | 0 | 0.5202 | 2.7734 | 0 | 0 | 0 | 0 | 0 | 1.1299 | 1.0734 | 0 | 0 | 2.5234 | 2.2826 | 0 | 1.1299 | -1.1299 | 2.4151 | 40.251 | 0.20002 | 3.0508 | 0 | 1.7 | 2.2826
2007-05-14 22:00 | 0 | 0 | 132.6766 | 90 | 0 | 0 | 0.20955 | 0.20955 | 1.6622 | 0 | 0.50988 | 0.20955 | 0 | 0 | 0 | 0 | 0 | 0 | 0 | 1.4526 | 1.38 | 3.7789 | 1.1527 | 1.38 | 0 | 1.38 | 3.7242 | 62.0706 | 0.20016 | 0.23051 | 0 | 1.7 | 1.1527
2007-05-14 23:00 | 0 | 0 | 151.4283 | 90 | 0 | 0 | 0.10768 | 0.10768 | 1.5603 | 0 | 0.48207 | 0.10768 | 0 | 2.2204e-16 | 0 | 0 | 0 | 0 | 0 | 1.4526 | 1.38 | 2.3989 | 2.3947 | 1.38 | 0 | 1.38 | 5.0334 | 83.8903 | 0.20026 | 0.11845 | 0 | 1.7 | 2.3947
2007-05-15 | 0 | 0 | 179.8306 | 90 | 0 | 0 | 0.19607 | 0.19607 | 0 | 0 | 0 | 0.19607 | 0 | 0 | 2.7756e-17 | 0 | 0 | 0.20639 | 0.19607 | 0 | 0 | 1.0189 | 3.6367 | 0 | 0.20639 | -0.20639 | 4.8159 | 80.2644 | 0.20026 | 0.21568 | 0 | 0 | 3.6367
2007-05-15 01:00 | 0 | 0 | -151.9346 | 90 | 0 | 0 | 0.41519 | 0.41519 | 0 | 0 | 0 | 0.41519 | 0 | 0 | 5.5511e-17 | 0 | 0 | 0.43704 | 0.41519 | 0 | 0 | 1.2482 | 3.4303 | 0 | 0.43704 | -0.43704 | 4.3552 | 72.5864 | 0.20026 | 0.45671 | 0 | 0 | 3.4303
2007-05-15 02:00 | 0 | 0 | -133.1301 | 90 | 0 | 0 | 0.34817 | 0.34817 | 0 | 0 | 0 | 0.34817 | 0 | 0 | 5.5511e-17 | 0 | 0 | 0.36649 | 0.34817 | 0 | 0 | 1.7338 | 2.9933 | 0 | 0.36649 | -0.36649 | 3.9689 | 66.1478 | 0.20026 | 0.38299 | 0 | 0 | 2.9933
2007-05-15 03:00 | 0 | 0 | -122.0666 | 90 | 0 | 0 | 0.21746 | 0.21746 | 0 | 0 | 0 | 0.21746 | 0 | 0 | 2.7756e-17 | 0 | 0 | 0.2289 | 0.21746 | 0 | 0 | 2.141 | 2.6268 | 0 | 0.2289 | -0.2289 | 3.7276 | 62.1264 | 0.20026 | 0.2392 | 0 | 0 | 2.6268
2007-05-15 04:00 | 0 | 0 | -115.3489 | 90 | 0 | 0 | 0.17867 | 0.17867 | 0 | 0 | 0 | 0.17867 | 0 | 0 | 0 | 0 | 0 | 0.18808 | 0.17867 | 0 | 0 | 2.3953 | 2.3979 | 0 | 0.18808 | -0.18808 | 3.5293 | 58.8222 | 0.20026 | 0.19654 | 0 | 0 | 2.3979
2007-05-15 05:00 | 0 | 0 | -111.0783 | 90 | 0 | 0 | 0.10706 | 0.10706 | 0 | 0 | 0 | 0.10706 | 0 | 0 | 1.3878e-17 | 0 | 0 | 0.11269 | 0.10706 | 0 | 0 | 2.6043 | 2.2098 | 0 | 0.11269 | -0.11269 | 3.4106 | 56.8424 | 0.20026 | 0.11776 | 0 | 0 | 2.2098
2007-05-15 06:00 | 0.041708 | 2.78 | -108.3456 | 90.0834 | 0.020187 | 0.036014 | 0 | 0 | 0 | 0 | 0 | 0 | 0 | 0 | 0 | 0 | 0.036014 | 0 | 0 | 0 | 0 | 2.7295 | 2.0971 | 0.036014 | 0 | 0.036014 | 3.4447 | 57.4118 | 0.20025 | 0 | 0.028811 | 0 | 2.1331
2007-05-15 07:00 | 0.22792 | 16.9113 | -106.7613 | 75.8793 | 0.2028 | 0.3618 | 0.85167 | 0.85167 | 0 | 0 | 0 | 0.85167 | 42.4819 | 0 | 0 | 0 | 0.3618 | 0.89649 | 0.85167 | 0 | 0 | 2.6935 | 2.1295 | 0 | 0.53469 | -0.53469 | 2.8811 | 48.0184 | 0.20025 | 0.93683 | 0.28944 | 0 | 2.4913
2007-05-15 08:00 | 0.43032 | 31.1214 | -106.2851 | 61.7866 | 0.40229 | 0.71768 | 1.4117 | 1.4117 | 1.7 | 0 | 0.5202 | 1.4117 | 50.8396 | 0 | 0 | 0 | 0.71768 | 0 | 0 | 0.28834 | 0.27392 | 3.2876 | 1.5948 | 0.9916 | 0 | 0.9916 | 3.8218 | 63.697 | 0.20039 | 1.5528 | 0.57415 | 1.7 | 2.3125
2007-05-15 09:00 | 0.57566 | 45.3156 | -107.3117 | 47.9851 | 0.551 | 0.98298 | 1.5761 | 1.5761 | 1.7 | 0 | 0.5202 | 1.5761 | 62.3684 | 0 | 0 | 0 | 0.98298 | 0 | 0 | 0.12391 | 0.11772 | 2.296 | 2.4873 | 1.1007 | 0 | 1.1007 | 4.866 | 81.1005 | 0.20054 | 1.7337 | 0.78638 | 1.7 | 3.4703
2007-05-15 10:00 | 0.55532 | 59.3248 | -111.3331 | 34.8881 | 0.54348 | 0.96957 | 1.4184 | 1.4184 | 1.6328 | 0 | 0.50187 | 1.4184 | 68.357 | 0 | 0 | 0 | 0.96957 | 0 | 0 | 0.21445 | 0.20373 | 1.1953 | 3.4779 | 1.1733 | 0 | 1.1733 | 5.9791 | 99.652 | 0.2007 | 1.5602 | 0.77566 | 1.7 | 4.4475
2007-05-15 11:00 | 0.75478 | 72.5426 | -124.681 | 23.7499 | 0.73317 | 1.308 | 0.5335 | 0.5335 | 0 | 0 | 0 | 0.5335 | 245.1712 | 0.72439 | 0 | 0 | 1.308 | 0.56157 | 0.5335 | 0 | 0 | 0.02201 | 4.5339 | 0.02201 | 0 | 0.02201 | 6 | 100 | 0.20069 | 0.58685 | 1.0464 | 0 | 5.8419
2007-05-15 12:00 | 1.0414 | 80.4686 | -179.5266 | 18.5637 | 1.0042 | 1.7915 | 0 | 0 | 0 | 0 | 0 | 0 | 0 | 1.7915 | 0 | 0 | 1.7915 | 0 | 0 | 0 | 0 | 0 | 4.5537 | 0 | 0 | 0 | 6 | 100 | 0.20069 | 0 | 1.4332 | 0 | 6.3452
2007-05-15 13:00 | 0.95156 | 72.6767 | 124.9528 | 23.649 | 0.91663 | 1.6353 | 2.5411 | 2.5411 | 1.1611 | 0 | 0.37307 | 2.5411 | 64.3537 | 0.18263 | 0 | 0 | 1.6353 | 1.4526 | 1.38 | 0 | 0 | 0 | 4.5537 | 0 | 0 | 0 | 6 | 100 | 0.20069 | 2.7952 | 1.3082 | 1.7 | 6.189
2007-05-15 14:00 | 0.89259 | 59.4769 | 111.4079 | 34.7508 | 0.85459 | 1.5246 | 0 | 0 | 0 | 0 | 0 | 0 | 0 | 1.5246 | 0 | 0 | 1.5246 | 0 | 0 | 0 | 0 | 0 | 4.5537 | 0 | 0 | 0 | 6 | 100 | 0.20069 | 0 | 1.2197 | 0 | 6.0783
2007-05-15 15:00 | 0.74867 | 45.4715 | 107.3351 | 47.8358 | 0.70809 | 1.2632 | 2.2749 | 2.2749 | 1.0748 | 0 | 0.34952 | 2.2749 | 55.5298 | 0 | 0 | 0 | 1.2632 | 1.2632 | 1.2001 | 0 | 0 | 0 | 4.5537 | 0 | 0 | 0 | 6 | 100 | 0.20069 | 2.5024 | 1.0106 | 1.7 | 5.8169
2007-05-15 16:00 | 0.50366 | 31.2782 | 106.2869 | 61.6324 | 0.465 | 0.82957 | 1.0256 | 1.0256 | 0 | 0 | 0 | 1.0256 | 80.8899 | 0 | 0 | 0 | 0.82957 | 1.0795 | 1.0256 | 0 | 0 | 0 | 4.5537 | 0 | 0.24996 | -0.24996 | 5.7365 | 95.6087 | 0.20069 | 1.1281 | 0.66365 | 0 | 5.3833
2007-05-15 17:00 | 0.20691 | 17.0677 | 106.7498 | 75.7231 | 0.1891 | 0.33736 | 2.6556 | 2.6556 | 1.7 | 0 | 0.5202 | 2.6556 | 12.7039 | 2.2204e-16 | 0 | 0 | 0.33736 | 1.0059 | 0.95558 | 0 | 0 | 0.27773 | 4.3037 | 0 | 0.66851 | -0.66851 | 5.0319 | 83.8641 | 0.20069 | 2.9211 | 0.26989 | 1.7 | 4.6411
2007-05-15 18:00 | 0.044636 | 2.935 | 108.3222 | 89.9266 | 0.019957 | 0.035603 | 0.44104 | 0.44104 | 0 | 0 | 0 | 0.44104 | 8.0725 | 0 | 1.1102e-16 | 0 | 0.035603 | 0.46425 | 0.44104 | 0 | 0 | 1.0205 | 3.6352 | 0 | 0.42865 | -0.42865 | 4.58 | 76.3336 | 0.20069 | 0.48514 | 0.028482 | 0 | 3.6708
2007-05-15 19:00 | 0 | 0 | 111.0409 | 90 | 0 | 0 | 3.7377 | 3.08 | 1.7 | 0 | 0.5202 | 3.08 | 0 | 0 | 0.65766 | 1.0314 | 0 | 1.4526 | 1.38 | 0 | 0 | 1.4968 | 3.2066 | 0 | 1.4526 | -1.4526 | 3.0488 | 50.8135 | 0.20069 | 4.1114 | 0 | 1.7 | 3.2066
2007-05-15 20:00 | 0 | 0 | 115.2908 | 90 | 0 | 0 | 0 | 0 | 1.4526 | 0 | 0.45267 | 0 | 0 | 0 | 0 | 0 | 0 | 0 | 0 | 1.4526 | 1.38 | 3.1108 | 1.7539 | 1.38 | 0 | 1.38 | 4.358 | 72.6332 | 0.20075 | 0 | 0 | 1.7 | 1.7539
2007-05-15 21:00 | 0 | 0 | 121.9736 | 90 | 0 | 0 | 0.1904 | 0.1904 | 1.643 | 0 | 0.50465 | 0.1904 | 0 | 2.2204e-16 | 0 | 0 | 0 | 0 | 0 | 1.4526 | 1.38 | 1.7308 | 2.9959 | 1.38 | 0 | 1.38 | 5.6672 | 94.4528 | 0.20088 | 0.20944 | 0 | 1.7 | 2.9959
2007-05-15 22:00 | 0 | 0 | 132.9733 | 90 | 0 | 0 | 0.33212 | 0.33212 | 0 | 0 | 0 | 0.33212 | 0 | 0 | 0 | 0 | 0 | 0.3496 | 0.33212 | 0 | 0 | 0.35083 | 4.2379 | 0 | 0.3496 | -0.3496 | 5.2987 | 88.311 | 0.20088 | 0.36533 | 0 | 0 | 4.2379
2007-05-15 23:00 | 0 | 0 | 151.6718 | 90 | 0 | 0 | 0.22379 | 0.22379 | 0 | 0 | 0 | 0.22379 | 0 | 0 | 2.7756e-17 | 0 | 0 | 0.23557 | 0.22379 | 0 | 0 | 0.73928 | 3.8883 | 0 | 0.23557 | -0.23557 | 5.0504 | 84.1725 | 0.20088 | 0.24617 | 0 | 0 | 3.8883
2007-05-16 | 0 | 0 | 179.833 | 90 | 0 | 0 | 0.1507 | 0.1507 | 0 | 0 | 0 | 0.1507 | 0 | 0 | 2.7756e-17 | 0 | 0 | 0.15863 | 0.1507 | 0 | 0 | 1.001 | 3.6528 | 0 | 0.15863 | -0.15863 | 4.8831 | 81.3857 | 0.20088 | 0.16577 | 0 | 0 | 3.6528
2007-05-16 01:00 | 0 | 0 | -152.1633 | 90 | 0 | 0 | 0 | 0 | 0 | 0 | 0 | 0 | 0 | 0 | 0 | 0 | 0 | 0 | 0 | 0 | 0 | 1.1773 | 3.4941 | 0 | 0 | 0 | 4.8831 | 81.3857 | 0.20088 | 0 | 0 | 0 | 3.4941
2007-05-16 02:00 | 0 | 0 | -133.4154 | 90 | 0 | 0 | 0.22069 | 0.22069 | 0 | 0 | 0 | 0.22069 | 0 | 0 | 2.7756e-17 | 0 | 0 | 0.2323 | 0.22069 | 0 | 0 | 1.1773 | 3.4941 | 0 | 0.2323 | -0.2323 | 4.6383 | 77.3045 | 0.20088 | 0.24276 | 0 | 0 | 3.4941
2007-05-16 03:00 | 0 | 0 | -122.3389 | 90 | 0 | 0 | 0.45992 | 0.45992 | 0 | 0 | 0 | 0.45992 | 0 | 0 | 5.5511e-17 | 0 | 0 | 0.48413 | 0.45992 | 0 | 0 | 1.4354 | 3.2618 | 0 | 0.48413 | -0.48413 | 4.128 | 68.7993 | 0.20088 | 0.50591 | 0 | 0 | 3.2618
2007-05-16 04:00 | 0 | 0 | -115.6019 | 90 | 0 | 0 | 0.34644 | 0.34644 | 0 | 0 | 0 | 0.34644 | 0 | 0 | 0 | 0 | 0 | 0.36468 | 0.34644 | 0 | 0 | 1.9733 | 2.7777 | 0 | 0.36468 | -0.36468 | 3.7436 | 62.3926 | 0.20088 | 0.38109 | 0 | 0 | 2.7777
2007-05-16 05:00 | 0 | 0 | -111.3202 | 90 | 0 | 0 | 0.48066 | 0.48066 | 0 | 0 | 0 | 0.48066 | 0 | 0 | 5.5511e-17 | 0 | 0 | 0.50596 | 0.48066 | 0 | 0 | 2.3785 | 2.413 | 0 | 0.50596 | -0.50596 | 3.2102 | 53.5038 | 0.20088 | 0.52873 | 0 | 0 | 2.413
2007-05-16 06:00 | 0.06175 | 2.8168 | -108.5873 | 90.083 | 0.0038532 | 0.0068741 | 0.38963 | 0.38963 | 0 | 0 | 0 | 0.38963 | 1.7643 | 0 | 0 | 0 | 0.0068741 | 0.41013 | 0.38963 | 0 | 0 | 2.9407 | 1.9071 | 0 | 0.40326 | -0.40326 | 2.7852 | 46.4193 | 0.20088 | 0.42859 | 0.0054993 | 0 | 1.9139
2007-05-16 07:00 | 0.2893 | 16.9288 | -107.0159 | 75.8997 | 0.24577 | 0.43845 | 2.0727 | 2.0727 | 1.7 | 0 | 0.5202 | 2.0727 | 21.1536 | 0 | 0 | 0 | 0.43845 | 0.39231 | 0.37269 | 0 | 0 | 3.3887 | 1.5038 | 0.046142 | 0 | 0.046142 | 2.8289 | 47.1489 | 0.20089 | 2.28 | 0.35076 | 1.7 | 1.9423
2007-05-16 08:00 | 0.56421 | 31.1192 | -106.5704 | 61.8306 | 0.51844 | 0.92491 | 2.9759 | 2.9759 | 1.7 | 0 | 0.5202 | 2.9759 | 31.0796 | 0 | 0 | 0.19352 | 0.92491 | 1.3431 | 1.2759 | 0 | 0 | 3.3426 | 1.5453 | 0 | 0.41817 | -0.41817 | 2.3881 | 39.8023 | 0.20089 | 3.2735 | 0.73992 | 1.7 | 2.4702
2007-05-16 09:00 | 0.81353 | 45.29 | -107.6571 | 48.0592 | 0.76814 | 1.3704 | 1.4214 | 1.4214 | 1.7 | 0 | 0.5202 | 1.4214 | 96.4121 | 0 | 0 | 0 | 1.3704 | 0 | 0 | 0.27864 | 0.2647 | 3.8072 | 1.1272 | 1.6351 | 0 | 1.6351 | 3.9393 | 65.655 | 0.20097 | 1.5635 | 1.0963 | 1.7 | 2.4975
2007-05-16 10:00 | 0.93977 | 59.2653 | -111.7971 | 35.006 | 0.89873 | 1.6033 | 1.3949 | 1.3949 | 1.7 | 0 | 0.5202 | 1.3949 | 114.9396 | 0 | 0 | 0 | 1.6033 | 0 | 0 | 0.30507 | 0.28981 | 2.1722 | 2.5987 | 1.8931 | 0 | 1.8931 | 5.7353 | 95.5882 | 0.20098 | 1.5344 | 1.2827 | 1.7 | 4.2021
2007-05-16 11:00 | 0.90048 | 72.4157 | -125.3742 | 23.9366 | 0.86784 | 1.5482 | 1.6213 | 1.6213 | 0.425 | 0 | 0.17213 | 1.6213 | 95.4918 | 0.0099148 | 0 | 0 | 1.5482 | 1.2593 | 1.1963 | 0 | 0 | 0.27903 | 4.3026 | 0.27903 | 0 | 0.27903 | 6 | 100 | 0.2009 | 1.7835 | 1.2386 | 1.7 | 5.8508
2007-05-16 12:00 | 0.89908 | 80.2244 | -179.5411 | 18.8079 | 0.8688 | 1.5499 | 1.5282 | 1.5282 | 0.425 | 0 | 0.17213 | 1.5282 | 101.4238 | 0.3887 | 0 | 0 | 1.5499 | 1.1612 | 1.1032 | 0 | 0 | 0 | 4.5537 | 0 | 0 | 0 | 6 | 100 | 0.2009 | 1.681 | 1.2399 | 1.7 | 6.1036
2007-05-16 13:00 | 0.79719 | 72.5481 | 125.6475 | 23.837 | 0.77193 | 1.3771 | 1.1926 | 1.1926 | 0 | 0 | 0 | 1.1926 | 115.4764 | 0.1218 | 0 | 0 | 1.3771 | 1.2553 | 1.1926 | 0 | 0 | 0 | 4.5537 | 0 | 0 | 0 | 6 | 100 | 0.2009 | 1.3118 | 1.1017 | 0 | 5.9308
2007-05-16 14:00 | 0.66587 | 59.4162 | 111.8733 | 34.87 | 0.64467 | 1.1501 | 1.1182 | 1.1182 | 0 | 0 | 0 | 1.1182 | 102.8565 | 0 | 0 | 0 | 1.1501 | 1.177 | 1.1182 | 0 | 0 | 0 | 4.5537 | 0 | 0.02691 | -0.02691 | 5.9716 | 99.5272 | 0.2009 | 1.23 | 0.92008 | 0 | 5.7038
2007-05-16 15:00 | 0.49164 | 45.4449 | 107.6812 | 47.9108 | 0.47621 | 0.84955 | 2.2302 | 2.2302 | 1.4516 | 0 | 0.45238 | 2.2302 | 38.0922 | 1.7347e-16 | 0 | 0 | 0.84955 | 0.81965 | 0.77867 | 0 | 0 | 0.0299 | 4.5268 | 0.0299 | 0 | 0.0299 | 6 | 100 | 0.2009 | 2.4533 | 0.67964 | 1.7 | 5.3763
2007-05-16 16:00 | 0.41271 | 31.275 | 106.5727 | 61.6774 | 0.38761 | 0.69149 | 0 | 0 | 0 | 0 | 0 | 0 | 0 | 0.69149 | 0 | 0 | 0.69149 | 0 | 0 | 0 | 0 | 0 | 4.5537 | 0 | 0 | 0 | 6 | 100 | 0.2009 | 0 | 0.5532 | 0 | 5.2452
2007-05-16 17:00 | 0.22274 | 17.0842 | 107.0047 | 75.7445 | 0.19972 | 0.3563 | 2.0695 | 2.0695 | 1.7 | 0 | 0.5202 | 2.0695 | 17.2164 | 3.8858e-16 | 0 | 0 | 0.3563 | 0.38897 | 0.36953 | 0 | 0 | 0 | 4.5537 | 0 | 0.032676 | -0.032676 | 5.9656 | 99.4259 | 0.2009 | 2.2765 | 0.28504 | 1.7 | 4.91
2007-05-16 18:00 | 0.033646 | 2.9709 | 108.5641 | 89.9272 | 0.026082 | 0.046531 | 1.5855 | 1.5855 | 1.5758 | 0 | 0.48629 | 1.5855 | 2.9348 | 6.245e-17 | 0 | 0 | 0.046531 | 0.010224 | 0.0097125 | 0 | 0 | 0.036307 | 4.521 | 0.036307 | 0 | 0.036307 | 6 | 100 | 0.20091 | 1.744 | 0.037225 | 1.7 | 4.5675
2007-05-16 19:00 | 0 | 0 | 111.2829 | 90 | 0 | 0 | 0 | 0 | 0 | 0 | 0 | 0 | 0 | 0 | 0 | 0 | 0 | 0 | 0 | 0 | 0 | 0 | 4.5537 | 0 | 0 | 0 | 6 | 100 | 0.20091 | 0 | 0 | 0 | 4.5537
2007-05-16 20:00 | 0 | 0 | 115.5439 | 90 | 0 | 0 | 1.3021 | 1.3021 | 1.3021 | 0 | 0.41156 | 1.3021 | 0 | 0 | 0 | 0 | 0 | 0 | 0 | 0 | 0 | 0 | 4.5537 | 0 | 0 | 0 | 6 | 100 | 0.20091 | 1.4323 | 0 | 1.7 | 4.5537
2007-05-16 21:00 | 0 | 0 | 122.2462 | 90 | 0 | 0 | 2.9634 | 2.9634 | 1.7 | 0 | 0.5202 | 2.9634 | 0 | 0 | 4.4409e-16 | 0.17975 | 0 | 1.3299 | 1.2634 | 0 | 0 | 0 | 4.5537 | 0 | 1.3299 | -1.3299 | 4.5982 | 76.6361 | 0.20091 | 3.2597 | 0 | 1.7 | 4.5537
2007-05-16 22:00 | 0 | 0 | 133.2594 | 90 | 0 | 0 | 0.53147 | 0.53147 | 1.7 | 0 | 0.5202 | 0.53147 | 0 | 0 | 0 | 0 | 0 | 0 | 0 | 1.1685 | 1.1101 | 1.4777 | 3.2238 | 1.1101 | 0 | 1.1101 | 5.6513 | 94.1883 | 0.2011 | 0.58462 | 0 | 1.7 | 3.2238
2007-05-16 23:00 | 0 | 0 | 151.9032 | 90 | 0 | 0 | 0.30138 | 0.30138 | 0 | 0 | 0 | 0.30138 | 0 | 0 | 0 | 0 | 0 | 0.31724 | 0.30138 | 0 | 0 | 0.36756 | 4.2229 | 0 | 0.31724 | -0.31724 | 5.3169 | 88.6149 | 0.2011 | 0.33152 | 0 | 0 | 4.2229
2007-05-17 | 0 | 0 | 179.8304 | 90 | 0 | 0 | 0.023196 | 0.023196 | 0 | 0 | 0 | 0.023196 | 0 | 0 | 0 | 0 | 0 | 0.024417 | 0.023196 | 0 | 0 | 0.72006 | 3.9056 | 0 | 0.024417 | -0.024417 | 5.2912 | 88.186 | 0.2011 | 0.025516 | 0 | 0 | 3.9056
2007-05-17 01:00 | 0 | 0 | -152.388 | 90 | 0 | 0 | 0.2313 | 0.2313 | 0 | 0 | 0 | 0.2313 | 0 | 0 | 0 | 0 | 0 | 0.24347 | 0.2313 | 0 | 0 | 0.74719 | 3.8812 | 0 | 0.24347 | -0.24347 | 5.0345 | 83.9086 | 0.2011 | 0.25443 | 0 | 0 | 3.8812
2007-05-17 02:00 | 0 | 0 | -133.6947 | 90 | 0 | 0 | 0.40987 | 0.40987 | 0 | 0 | 0 | 0.40987 | 0 | 0 | 0 | 0 | 0 | 0.43144 | 0.40987 | 0 | 0 | 1.0177 | 3.6378 | 0 | 0.43144 | -0.43144 | 4.5798 | 76.329 | 0.2011 | 0.45086 | 0 | 0 | 3.6378
2007-05-17 03:00 | 0 | 0 | -122.6056 | 90 | 0 | 0 | 0.1462 | 0.1462 | 0 | 0 | 0 | 0.1462 | 0 | 0 | 2.7756e-17 | 0 | 0 | 0.1539 | 0.1462 | 0 | 0 | 1.4971 | 3.2063 | 0 | 0.1539 | -0.1539 | 4.4175 | 73.6253 | 0.2011 | 0.16082 | 0 | 0 | 3.2063
2007-05-17 04:00 | 0 | 0 | -115.8497 | 90 | 0 | 0 | 0 | 0 | 0 | 0 | 0 | 0 | 0 | 0 | 0 | 0 | 0 | 0 | 0 | 0 | 0 | 1.6681 | 3.0524 | 0 | 0 | 0 | 4.4175 | 73.6253 | 0.2011 | 0 | 0 | 0 | 3.0524
2007-05-17 05:00 | 0 | 0 | -111.557 | 90 | 0 | 0 | 0.21084 | 0.21084 | 0 | 0 | 0 | 0.21084 | 0 | 0 | 2.7756e-17 | 0 | 0 | 0.22194 | 0.21084 | 0 | 0 | 1.6681 | 3.0524 | 0 | 0.22194 | -0.22194 | 4.1836 | 69.7262 | 0.2011 | 0.23193 | 0 | 0 | 3.0524
2007-05-17 06:00 | 0.010032 | 2.8504 | -108.8239 | 90.0849 | 0.0098574 | 0.017586 | 0.16892 | 0.16892 | 0 | 0 | 0 | 0.16892 | 10.4106 | 0 | 0 | 0 | 0.017586 | 0.17781 | 0.16892 | 0 | 0 | 1.9147 | 2.8305 | 0 | 0.16023 | -0.16023 | 4.0147 | 66.9113 | 0.2011 | 0.18581 | 0.014068 | 0 | 2.8481
2007-05-17 07:00 | 0.025628 | 16.9432 | -107.265 | 75.9223 | 0.025476 | 0.04545 | 0 | 0 | 0 | 0 | 0 | 0 | 0 | 0 | 0 | 0 | 0.04545 | 0 | 0 | 0 | 0 | 2.0927 | 2.6702 | 0.04545 | 0 | 0.04545 | 4.0578 | 67.6299 | 0.20108 | 0 | 0.03636 | 0 | 2.7157
2007-05-17 08:00 | 0.1243 | 31.114 | -106.8491 | 61.8763 | 0.1235 | 0.22032 | 1.2965 | 1.2965 | 1.7 | 0 | 0.5202 | 1.2965 | 16.9943 | 0 | 0 | 0 | 0.22032 | 0 | 0 | 0.40354 | 0.38336 | 2.0473 | 2.7111 | 0.60369 | 0 | 0.60369 | 4.6305 | 77.175 | 0.20118 | 1.4261 | 0.17626 | 1.7 | 2.9315
2007-05-17 09:00 | 0.044928 | 45.2617 | -107.9939 | 48.1345 | 0.044695 | 0.079737 | 0.11122 | 0.11122 | 1.5468 | 0 | 0.47839 | 0.11122 | 71.6946 | 0 | 0 | 0 | 0.079737 | 0 | 0 | 1.4356 | 1.3638 | 1.4436 | 3.2545 | 1.4436 | 0 | 1.4436 | 6 | 100 | 0.20125 | 0.12234 | 0.063789 | 1.7 | 3.3342
2007-05-17 10:00 | 0.15332 | 59.2034 | -112.2477 | 35.1243 | 0.15248 | 0.27203 | 0.6342 | 0.6342 | 0 | 0 | 0 | 0.6342 | 42.8929 | 0 | 0 | 0 | 0.27203 | 0.66758 | 0.6342 | 0 | 0 | 0 | 4.5537 | 0 | 0.39555 | -0.39555 | 5.5831 | 93.0509 | 0.20125 | 0.69762 | 0.21762 | 0 | 4.8257
2007-05-17 11:00 | 0.14828 | 72.2875 | -126.0381 | 24.1214 | 0.14749 | 0.26313 | 0 | 0 | 0 | 0 | 0 | 0 | 0 | 0 | 0 | 0 | 0.26313 | 0 | 0 | 0 | 0 | 0.4395 | 4.1581 | 0.26313 | 0 | 0.26313 | 5.8327 | 97.2113 | 0.20117 | 0 | 0.2105 | 0 | 4.4213
2007-05-17 12:00 | 0.16773 | 79.9857 | -179.5413 | 19.0466 | 0.16684 | 0.29763 | 1.6817 | 1.6817 | 1.5665 | 0 | 0.48376 | 1.6817 | 17.6982 | 2.7756e-17 | 0 | 0 | 0.29763 | 0.12126 | 0.1152 | 0 | 0 | 0.17637 | 4.395 | 0.17637 | 0 | 0.17637 | 6 | 100 | 0.20119 | 1.8499 | 0.23811 | 1.7 | 4.6926
2007-05-17 13:00 | 0.07495 | 72.422 | 126.321 | 24.0202 | 0.074566 | 0.13303 | 0 | 0 | 0 | 0 | 0 | 0 | 0 | 0.13303 | 0 | 0 | 0.13303 | 0 | 0 | 0 | 0 | 0 | 4.5537 | 0 | 0 | 0 | 6 | 100 | 0.20119 | 0 | 0.10642 | 0 | 4.6867
2007-05-17 14:00 | 0.1778 | 59.3576 | 112.3276 | 34.9855 | 0.17681 | 0.31543 | 1.1136 | 1.1136 | 0 | 0 | 0 | 1.1136 | 28.3259 | 0 | 2.2204e-16 | 0 | 0.31543 | 1.1722 | 1.1136 | 0 | 0 | 0 | 4.5537 | 0 | 0.85675 | -0.85675 | 5.0969 | 84.9485 | 0.20119 | 1.2249 | 0.25234 | 0 | 4.8691
2007-05-17 15:00 | 0.17576 | 45.4202 | 108.0195 | 47.9828 | 0.17471 | 0.31169 | 0.77808 | 0.77808 | 0 | 0 | 0 | 0.77808 | 40.0586 | 0 | 1.1102e-16 | 0 | 0.31169 | 0.81903 | 0.77808 | 0 | 0 | 0.95194 | 3.6969 | 0 | 0.50734 | -0.50734 | 4.5621 | 76.0354 | 0.20119 | 0.85589 | 0.24935 | 0 | 4.0086
2007-05-17 16:00 | 0.097521 | 31.2735 | 106.8519 | 61.7196 | 0.096928 | 0.17292 | 1.8719 | 1.8719 | 1.7 | 0 | 0.5202 | 1.8719 | 9.2378 | 1.6653e-16 | 0 | 0 | 0.17292 | 0.18092 | 0.17187 | 0 | 0 | 1.5157 | 3.1896 | 0 | 0.0079987 | -0.0079987 | 4.5537 | 75.8949 | 0.20119 | 2.0591 | 0.13834 | 1.7 | 3.3625
2007-05-17 17:00 | 0.02138 | 17.1024 | 107.2537 | 75.7634 | 0.021257 | 0.037922 | 0.82347 | 0.82347 | 1.7 | 0 | 0.5202 | 0.82347 | 4.6052 | 0 | 0 | 0 | 0.037922 | 0 | 0 | 0.87653 | 0.8327 | 1.5245 | 3.1816 | 0.87062 | 0 | 0.87062 | 5.3796 | 89.6606 | 0.20134 | 0.90582 | 0.030338 | 1.7 | 3.2195
2007-05-17 18:00 | 0.04063 | 3.0081 | 108.8002 | 89.9254 | 0.023868 | 0.042581 | 1.5408 | 1.5408 | 1.7 | 0 | 0.5202 | 1.5408 | 2.7636 | 0 | 0 | 0 | 0.042581 | 0 | 0 | 0.15922 | 0.15126 | 0.65392 | 3.9652 | 0.19384 | 0 | 0.19384 | 5.5635 | 92.7255 | 0.20137 | 1.6949 | 0.034065 | 1.7 | 4.0077
2007-05-17 19:00 | 0 | 0 | 111.5187 | 90 | 0 | 0 | 1.9026 | 1.9026 | 1.7 | 0 | 0.5202 | 1.9026 | 0 | 0 | 0 | 0 | 0 | 0.21331 | 0.20264 | 0 | 0 | 0.46008 | 4.1396 | 0 | 0.21331 | -0.21331 | 5.3387 | 88.978 | 0.20137 | 2.0929 | 0 | 1.7 | 4.1396
2007-05-17 20:00 | 0 | 0 | 115.7901 | 90 | 0 | 0 | 1.5542 | 1.5542 | 1.7 | 0 | 0.5202 | 1.5542 | 0 | 0 | 0 | 0 | 0 | 0 | 0 | 0.14577 | 0.13848 | 0.69709 | 3.9263 | 0.13848 | 0 | 0.13848 | 5.4701 | 91.1676 | 0.2014 | 1.7097 | 0 | 1.7 | 3.9263
2007-05-17 21:00 | 0 | 0 | 122.5103 | 90 | 0 | 0 | 1.0939 | 1.0939 | 0 | 0 | 0 | 1.0939 | 0 | 0 | 2.2204e-16 | 0 | 0 | 1.1514 | 1.0939 | 0 | 0 | 0.55861 | 4.0509 | 0 | 1.1514 | -1.1514 | 4.2564 | 70.9391 | 0.2014 | 1.2032 | 0 | 0 | 4.0509
2007-05-17 22:00 | 0 | 0 | 133.5349 | 90 | 0 | 0 | 0 | 0 | 0 | 0 | 0 | 0 | 0 | 0 | 0 | 0 | 0 | 0 | 0 | 0 | 0 | 1.838 | 2.8995 | 0 | 0 | 0 | 4.2564 | 70.9391 | 0.2014 | 0 | 0 | 0 | 2.8995
2007-05-17 23:00 | 0 | 0 | 152.1228 | 90 | 0 | 0 | 0.28035 | 0.28035 | 0 | 0 | 0 | 0.28035 | 0 | 0 | 5.5511e-17 | 0 | 0 | 0.29511 | 0.28035 | 0 | 0 | 1.838 | 2.8995 | 0 | 0.29511 | -0.29511 | 3.9453 | 65.7546 | 0.2014 | 0.30839 | 0 | 0 | 2.8995
2007-05-18 | 0 | 0 | 179.823 | 90 | 0 | 0 | 0 | 0 | 0 | 0 | 0 | 0 | 0 | 0 | 0 | 0 | 0 | 0 | 0 | 0 | 0 | 2.1659 | 2.6044 | 0 | 0 | 0 | 3.9453 | 65.7546 | 0.2014 | 0 | 0 | 0 | 2.6044
2007-05-18 01:00 | 0 | 0 | -152.6088 | 90 | 0 | 0 | 0.0024617 | 0.0024617 | 0 | 0 | 0 | 0.0024617 | 0 | 0 | 4.3368e-19 | 0 | 0 | 0.0025913 | 0.0024617 | 0 | 0 | 2.1659 | 2.6044 | 0 | 0.0025913 | -0.0025913 | 3.9426 | 65.7091 | 0.2014 | 0.0027079 | 0 | 0 | 2.6044
2007-05-18 02:00 | 0 | 0 | -133.9681 | 90 | 0 | 0 | 0.2774 | 0.2774 | 0 | 0 | 0 | 0.2774 | 0 | 0 | 5.5511e-17 | 0 | 0 | 0.292 | 0.2774 | 0 | 0 | 2.1688 | 2.6018 | 0 | 0.292 | -0.292 | 3.6348 | 60.5792 | 0.2014 | 0.30514 | 0 | 0 | 2.6018
2007-05-18 03:00 | 0 | 0 | -122.8666 | 90 | 0 | 0 | 0.064398 | 0.064398 | 0 | 0 | 0 | 0.064398 | 0 | 0 | 1.3878e-17 | 0 | 0 | 0.067788 | 0.064398 | 0 | 0 | 2.4932 | 2.3098 | 0 | 0.067788 | -0.067788 | 3.5633 | 59.3883 | 0.2014 | 0.070838 | 0 | 0 | 2.3098
2007-05-18 04:00 | 0 | 0 | -116.0922 | 90 | 0 | 0 | 0 | 0 | 0 | 0 | 0 | 0 | 0 | 0 | 0 | 0 | 0 | 0 | 0 | 0 | 0 | 2.5685 | 2.242 | 0 | 0 | 0 | 3.5633 | 59.3883 | 0.2014 | 0 | 0 | 0 | 2.242
2007-05-18 05:00 | 0 | 0 | -111.7887 | 90 | 0 | 0 | 0.42204 | 0.42204 | 0 | 0 | 0 | 0.42204 | 0 | 0 | 5.5511e-17 | 0 | 0 | 0.44425 | 0.42204 | 0 | 0 | 2.5685 | 2.242 | 0 | 0.44425 | -0.44425 | 3.095 | 51.5836 | 0.2014 | 0.46425 | 0 | 0 | 2.242
2007-05-18 06:00 | 0.043969 | 2.8808 | -109.0553 | 90.0891 | 0.019109 | 0.034091 | 0.24894 | 0.24894 | 0 | 0 | 0 | 0.24894 | 13.6945 | 0 | 5.5511e-17 | 0 | 0.034091 | 0.26204 | 0.24894 | 0 | 0 | 3.0621 | 1.7978 | 0 | 0.22795 | -0.22795 | 2.8547 | 47.5789 | 0.2014 | 0.27384 | 0.027273 | 0 | 1.8319
2007-05-18 07:00 | 0.20309 | 16.9548 | -107.5083 | 75.9468 | 0.1853 | 0.33057 | 1.5507 | 1.5507 | 1.7 | 0 | 0.5202 | 1.5507 | 21.318 | 0 | 0 | 0 | 0.33057 | 0 | 0 | 0.14932 | 0.14186 | 3.3154 | 1.5698 | 0.47243 | 0 | 0.47243 | 3.3029 | 55.0486 | 0.20146 | 1.7057 | 0.26446 | 1.7 | 1.9004
2007-05-18 08:00 | 0.1181 | 31.1061 | -107.1212 | 61.9238 | 0.11735 | 0.20935 | 1.0239 | 1.0239 | 1.7 | 0 | 0.5202 | 1.0239 | 20.4461 | 0 | 0 | 0 | 0.20935 | 0 | 0 | 0.67611 | 0.6423 | 2.843 | 1.995 | 0.85165 | 0 | 0.85165 | 4.1109 | 68.5144 | 0.2016 | 1.1263 | 0.16748 | 1.7 | 2.2044
2007-05-18 09:00 | 0.29779 | 45.2308 | -108.322 | 48.211 | 0.29501 | 0.52631 | 2.7183 | 2.7183 | 1.7 | 0 | 0.5202 | 2.7183 | 19.3613 | 2.2204e-16 | 0 | 0 | 0.52631 | 1.0719 | 1.0183 | 0 | 0 | 1.9913 | 2.7615 | 0 | 0.54562 | -0.54562 | 3.5357 | 58.9288 | 0.2016 | 2.9902 | 0.42104 | 1.7 | 3.2878
2007-05-18 10:00 | 0.36298 | 59.1392 | -112.6849 | 35.2429 | 0.35993 | 0.64212 | 1.9908 | 1.9908 | 1.7 | 0 | 0.5202 | 1.9908 | 32.2536 | 0 | 0 | 0 | 0.64212 | 0.30614 | 0.29083 | 0 | 0 | 2.5976 | 2.2159 | 0.33597 | 0 | 0.33597 | 3.8545 | 64.241 | 0.20164 | 2.1899 | 0.51369 | 1.7 | 2.858
2007-05-18 11:00 | 0.41205 | 72.1582 | -126.6733 | 24.3042 | 0.40866 | 0.72906 | 0 | 0 | 1.4526 | 0 | 0.45267 | 0 | 0 | 0 | 0 | 0 | 0.72906 | 0 | 0 | 1.4526 | 1.38 | 2.2616 | 2.5182 | 2.1091 | 0 | 2.1091 | 5.8553 | 97.588 | 0.20147 | 0 | 0.58325 | 1.7 | 3.2473
2007-05-18 12:00 | 0.2307 | 79.7527 | -179.5285 | 19.2797 | 0.22943 | 0.4093 | 0.2974 | 0.2974 | 0 | 0 | 0 | 0.2974 | 137.624 | 0 | 0 | 0 | 0.4093 | 0.31305 | 0.2974 | 0 | 0 | 0.15255 | 4.4164 | 0.096242 | 0 | 0.096242 | 5.9466 | 99.1097 | 0.20145 | 0.32714 | 0.32744 | 0 | 4.8257
2007-05-18 13:00 | 0.20799 | 72.2986 | 126.9736 | 24.1985 | 0.20684 | 0.369 | 0.97686 | 0.97686 | 0 | 0 | 0 | 0.97686 | 37.7742 | 0 | 0 | 0 | 0.369 | 1.0283 | 0.97686 | 0 | 0 | 0.056305 | 4.503 | 0 | 0.65927 | -0.65927 | 5.2517 | 87.5275 | 0.20145 | 1.0745 | 0.2952 | 0 | 4.872
2007-05-18 14:00 | 0.26732 | 59.301 | 112.7709 | 35.0973 | 0.2657 | 0.47401 | 2.2298 | 2.2298 | 1.7 | 0 | 0.5202 | 2.2298 | 21.2577 | 0 | 0 | 0 | 0.47401 | 0.55772 | 0.52984 | 0 | 0 | 0.78883 | 3.8437 | 0 | 0.08371 | -0.08371 | 5.1634 | 86.0569 | 0.20145 | 2.4528 | 0.37921 | 1.7 | 4.3178
2007-05-18 15:00 | 0.056145 | 45.3974 | 108.3499 | 48.0517 | 0.055851 | 0.099638 | 1.0084 | 1.0084 | 0 | 0 | 0 | 1.0084 | 9.8813 | 0 | 2.2204e-16 | 0 | 0.099638 | 1.0614 | 1.0084 | 0 | 0 | 0.88184 | 3.76 | 0 | 0.96179 | -0.96179 | 4.1496 | 69.16 | 0.20145 | 1.1092 | 0.079711 | 0 | 3.8597
2007-05-18 16:00 | 0.18032 | 31.2738 | 107.1246 | 61.759 | 0.17887 | 0.31911 | 1.031 | 1.031 | 0 | 0 | 0 | 1.031 | 30.9514 | 0 | 2.2204e-16 | 0 | 0.31911 | 1.0853 | 1.031 | 0 | 0 | 1.9505 | 2.7982 | 0 | 0.76616 | -0.76616 | 3.342 | 55.7 | 0.20145 | 1.1341 | 0.25529 | 0 | 3.1174
2007-05-18 17:00 | 0.11848 | 17.1222 | 107.4967 | 75.7797 | 0.11662 | 0.20806 | 0.919 | 0.919 | 0 | 0 | 0 | 0.919 | 22.6394 | 0 | 1.1102e-16 | 0 | 0.20806 | 0.96737 | 0.919 | 0 | 0 | 2.8018 | 2.0321 | 0 | 0.75931 | -0.75931 | 2.5416 | 42.3603 | 0.20145 | 1.0109 | 0.16645 | 0 | 2.2401
2007-05-18 18:00 | 0.038253 | 3.0467 | 109.0304 | 89.9214 | 0.025467 | 0.045434 | 3.343 | 2.9523 | 1.7 | 0 | 0.5202 | 2.9523 | 1.5389 | 0 | 0.39072 | 0.75955 | 0.045434 | 1.3182 | 1.2523 | 0 | 0 | 3.6455 | 1.2728 | 0 | 1.2728 | -1.2728 | 1.2 | 20 | 0.20145 | 3.6773 | 0.036347 | 1.7 | 1.3182
2007-05-18 19:00 | 0 | 0 | 111.7483 | 90 | 0 | 0 | 0.67012 | 0.67012 | 1.7 | 0 | 0.5202 | 0.67012 | 0 | 0 | 0 | 0 | 0 | 0 | 0 | 1.0299 | 0.97839 | 5.0597 | 0 | 0.97839 | 0 | 0.97839 | 2.1282 | 35.4696 | 0.20161 | 0.73713 | 0 | 1.7 | 0
2007-05-18 20:00 | 0 | 0 | 116.0292 | 90 | 0 | 0 | 2.243 | 2.243 | 1.7 | 0 | 0.5202 | 2.243 | 0 | 0 | 0 | 0 | 0 | 0.57163 | 0.54305 | 0 | 0 | 4.0813 | 0.88055 | 0 | 0.57163 | -0.57163 | 1.5256 | 25.4272 | 0.20161 | 2.4674 | 0 | 1.7 | 0.88055
2007-05-18 21:00 | 0 | 0 | 122.766 | 90 | 0 | 0 | 1.4331 | 1.4331 | 1.7 | 0 | 0.5202 | 1.4331 | 0 | 0 | 0 | 0 | 0 | 0 | 0 | 0.26688 | 0.25354 | 4.7164 | 0.30892 | 0.25354 | 0 | 0.25354 | 1.7662 | 29.4359 | 0.20165 | 1.5764 | 0 | 1.7 | 0.30892
2007-05-18 22:00 | 0 | 0 | 133.7998 | 90 | 0 | 0 | 0.44975 | 0.44975 | 1.7 | 0 | 0.5202 | 0.44975 | 0 | 2.2204e-16 | 0 | 0 | 0 | 0 | 0 | 1.2502 | 1.1877 | 4.4629 | 0.5371 | 1.1877 | 0 | 1.1877 | 2.8929 | 48.2157 | 0.20185 | 0.49473 | 0 | 1.7 | 0.5371
2007-05-18 23:00 | 0 | 0 | 152.331 | 90 | 0 | 0 | 0.11739 | 0.11739 | 1.57 | 0 | 0.48472 | 0.11739 | 0 | 2.2204e-16 | 0 | 0 | 0 | 0 | 0 | 1.4526 | 1.38 | 3.2751 | 1.6061 | 1.38 | 0 | 1.38 | 4.2021 | 70.0353 | 0.20195 | 0.12913 | 0 | 1.7 | 1.6061
2007-05-19 | 0 | 0 | 179.8109 | 90 | 0 | 0 | 0.18321 | 0.18321 | 1.6358 | 0 | 0.50269 | 0.18321 | 0 | 2.2204e-16 | 0 | 0 | 0 | 0 | 0 | 1.4526 | 1.38 | 1.8951 | 2.8481 | 1.38 | 0 | 1.38 | 5.5113 | 91.855 | 0.20208 | 0.20153 | 0 | 1.7 | 2.8481
2007-05-19 01:00 | 0 | 0 | -152.8255 | 90 | 0 | 0 | 0 | 0 | 0 | 0 | 0 | 0 | 0 | 0 | 0 | 0 | 0 | 0 | 0 | 0 | 0 | 0.51514 | 4.0901 | 0 | 0 | 0 | 5.5113 | 91.855 | 0.20208 | 0 | 0 | 0 | 4.0901
2007-05-19 02:00 | 0 | 0 | -134.2355 | 90 | 0 | 0 | 0.40005 | 0.40005 | 0 | 0 | 0 | 0.40005 | 0 | 0 | 5.5511e-17 | 0 | 0 | 0.4211 | 0.40005 | 0 | 0 | 0.51514 | 4.0901 | 0 | 0.4211 | -0.4211 | 5.0674 | 84.457 | 0.20208 | 0.44005 | 0 | 0 | 4.0901
2007-05-19 03:00 | 0 | 0 | -123.1219 | 90 | 0 | 0 | 0.0086717 | 0.0086717 | 0 | 0 | 0 | 0.0086717 | 0 | 0 | 1.7347e-18 | 0 | 0 | 0.0091281 | 0.0086717 | 0 | 0 | 0.98303 | 3.669 | 0 | 0.0091281 | -0.0091281 | 5.0578 | 84.2966 | 0.20208 | 0.0095389 | 0 | 0 | 3.669
2007-05-19 04:00 | 0 | 0 | -116.3294 | 90 | 0 | 0 | 0 | 0 | 0 | 0 | 0 | 0 | 0 | 0 | 0 | 0 | 0 | 0 | 0 | 0 | 0 | 0.99317 | 3.6598 | 0 | 0 | 0 | 5.0578 | 84.2966 | 0.20208 | 0 | 0 | 0 | 3.6598
2007-05-19 05:00 | 0 | 0 | -112.0152 | 90 | 0 | 0 | 0.23263 | 0.23263 | 0 | 0 | 0 | 0.23263 | 0 | 0 | 2.7756e-17 | 0 | 0 | 0.24488 | 0.23263 | 0 | 0 | 0.99317 | 3.6598 | 0 | 0.24488 | -0.24488 | 4.7997 | 79.9946 | 0.20208 | 0.2559 | 0 | 0 | 3.6598
2007-05-19 06:00 | 0.04778 | 2.9082 | -109.2813 | 90.0955 | 0.015451 | 0.027564 | 0.055734 | 0.055734 | 0 | 0 | 0 | 0.055734 | 49.4576 | 0 | 0 | 0 | 0.027564 | 0.058667 | 0.055734 | 0 | 0 | 1.2653 | 3.415 | 0 | 0.031102 | -0.031102 | 4.7669 | 79.4482 | 0.20208 | 0.061307 | 0.022052 | 0 | 3.4425
2007-05-19 07:00 | 0.23355 | 16.9634 | -107.7459 | 75.9733 | 0.20533 | 0.36631 | 1.2611 | 1.2611 | 1.7 | 0 | 0.5202 | 1.2611 | 29.0467 | 0 | 0 | 0 | 0.36631 | 0 | 0 | 0.43891 | 0.41696 | 1.2998 | 3.3839 | 0.78327 | 0 | 0.78327 | 5.51 | 91.8327 | 0.20219 | 1.3872 | 0.29304 | 1.7 | 3.7502
2007-05-19 08:00 | 0.36176 | 31.0955 | -107.3865 | 61.9728 | 0.34414 | 0.61394 | 0.81963 | 0.81963 | 0 | 0 | 0 | 0.81963 | 74.9045 | 0 | 0 | 0 | 0.61394 | 0.86276 | 0.81963 | 0 | 0 | 0.51655 | 4.0888 | 0 | 0.24883 | -0.24883 | 5.2477 | 87.4612 | 0.20219 | 0.90159 | 0.49115 | 0 | 4.7027
2007-05-19 09:00 | 0.77099 | 45.1974 | -108.6413 | 48.2886 | 0.72624 | 1.2956 | 0.706 | 0.706 | 0 | 0 | 0 | 0.706 | 183.5154 | 0 | 0 | 0 | 1.2956 | 0.74316 | 0.706 | 0 | 0 | 0.79302 | 3.84 | 0.55246 | 0 | 0.55246 | 5.7718 | 96.1964 | 0.20203 | 0.7766 | 1.0365 | 0 | 5.1356
2007-05-19 10:00 | 0.82302 | 59.0728 | -113.1085 | 35.3616 | 0.78679 | 1.4036 | 3.1891 | 3.08 | 1.7 | 0 | 0.5202 | 3.08 | 45.5723 | 0 | 0.10908 | 0.42799 | 1.4036 | 1.4526 | 1.38 | 0 | 0 | 0.24056 | 4.3372 | 0 | 0.049005 | -0.049005 | 5.7201 | 95.3355 | 0.20203 | 3.508 | 1.1229 | 1.7 | 5.7408
2007-05-19 11:00 | 0.90129 | 72.0281 | -127.2801 | 24.4847 | 0.86686 | 1.5465 | 1.2189 | 1.2189 | 0 | 0 | 0 | 1.2189 | 126.8711 | 0 | 0 | 0 | 1.5465 | 1.2831 | 1.2189 | 0 | 0 | 0.29501 | 4.2882 | 0.26339 | 0 | 0.26339 | 5.97 | 99.5 | 0.20196 | 1.3408 | 1.2372 | 0 | 5.8347
2007-05-19 12:00 | 0.80046 | 79.5253 | -179.5037 | 19.507 | 0.77586 | 1.3841 | 0.54912 | 0.54912 | 0 | 0 | 0 | 0.54912 | 252.0627 | 0.77449 | 0 | 0 | 1.3841 | 0.57802 | 0.54912 | 0 | 0 | 0.031624 | 4.5252 | 0.031624 | 0 | 0.031624 | 6 | 100 | 0.20195 | 0.60404 | 1.1073 | 0 | 5.9094
2007-05-19 13:00 | 0.59995 | 72.1783 | 127.6061 | 24.3718 | 0.58854 | 1.05 | 0 | 0 | 0 | 0 | 0 | 0 | 0 | 1.05 | 0 | 0 | 1.05 | 0 | 0 | 0 | 0 | 0 | 4.5537 | 0 | 0 | 0 | 6 | 100 | 0.20195 | 0 | 0.83996 | 0 | 5.6036
2007-05-19 14:00 | 0.59357 | 59.2467 | 113.2031 | 35.2053 | 0.57786 | 1.0309 | 0 | 0 | 0 | 0 | 0 | 0 | 0 | 1.0309 | 0 | 0 | 1.0309 | 0 | 0 | 0 | 0 | 0 | 4.5537 | 0 | 0 | 0 | 6 | 100 | 0.20195 | 0 | 0.82473 | 0 | 5.5846
2007-05-19 15:00 | 0.48323 | 45.3766 | 108.6724 | 48.1174 | 0.46796 | 0.83484 | 0 | 0 | 0 | 0 | 0 | 0 | 0 | 0.83484 | 0 | 0 | 0.83484 | 0 | 0 | 0 | 0 | 0 | 4.5537 | 0 | 0 | 0 | 6 | 100 | 0.20195 | 0 | 0.66787 | 0 | 5.3885
2007-05-19 16:00 | 0.47506 | 31.276 | 107.3907 | 61.7956 | 0.43826 | 0.78186 | 0.95886 | 0.95886 | 0 | 0 | 0 | 0.95886 | 81.5413 | 0 | 0 | 0 | 0.78186 | 1.0093 | 0.95886 | 0 | 0 | 0 | 4.5537 | 0 | 0.22746 | -0.22746 | 5.7602 | 96.004 | 0.20195 | 1.0547 | 0.62549 | 0 | 5.3356
2007-05-19 17:00 | 0.21485 | 17.1435 | 107.7336 | 75.7936 | 0.19377 | 0.34568 | 0.95409 | 0.95409 | 0 | 0 | 0 | 0.95409 | 36.2319 | 0 | 1.1102e-16 | 0 | 0.34568 | 1.0043 | 0.95409 | 0 | 0 | 0.25273 | 4.3262 | 0 | 0.65862 | -0.65862 | 5.066 | 84.4332 | 0.20195 | 1.0495 | 0.27655 | 0 | 4.6719
2007-05-19 18:00 | 0.025901 | 3.0867 | 109.2546 | 89.915 | 0.023963 | 0.042751 | 0 | 0 | 0 | 0 | 0 | 0 | 0 | 0 | 0 | 0 | 0.042751 | 0 | 0 | 0 | 0 | 0.98453 | 3.6676 | 0.042751 | 0 | 0.042751 | 5.1066 | 85.1092 | 0.20194 | 0 | 0.0342 | 0 | 3.7104
2007-05-19 19:00 | 0 | 0 | 111.9716 | 90 | 0 | 0 | 0.52114 | 0.52114 | 0 | 0 | 0 | 0.52114 | 0 | 0 | 1.1102e-16 | 0 | 0 | 0.54857 | 0.52114 | 0 | 0 | 0.94178 | 3.7061 | 0 | 0.54857 | -0.54857 | 4.5283 | 75.4719 | 0.20194 | 0.57325 | 0 | 0 | 3.7061
2007-05-19 20:00 | 0 | 0 | 116.2613 | 90 | 0 | 0 | 0 | 0 | 0 | 0 | 0 | 0 | 0 | 0 | 0 | 0 | 0 | 0 | 0 | 0 | 0 | 1.5513 | 3.1575 | 0 | 0 | 0 | 4.5283 | 75.4719 | 0.20194 | 0 | 0 | 0 | 3.1575
2007-05-19 21:00 | 0 | 0 | 123.0133 | 90 | 0 | 0 | 0.73088 | 0.73088 | 0 | 0 | 0 | 0.73088 | 0 | 0 | 1.1102e-16 | 0 | 0 | 0.76935 | 0.73088 | 0 | 0 | 1.5513 | 3.1575 | 0 | 0.76935 | -0.76935 | 3.7174 | 61.9559 | 0.20194 | 0.80397 | 0 | 0 | 3.1575
2007-05-19 22:00 | 0 | 0 | 134.0544 | 90 | 0 | 0 | 0.068192 | 0.068192 | 0 | 0 | 0 | 0.068192 | 0 | 0 | 0 | 0 | 0 | 0.071781 | 0.068192 | 0 | 0 | 2.4061 | 2.3882 | 0 | 0.071781 | -0.071781 | 3.6417 | 60.6948 | 0.20194 | 0.075011 | 0 | 0 | 2.3882
2007-05-19 23:00 | 0 | 0 | 152.5279 | 90 | 0 | 0 | 0.23616 | 0.23616 | 0 | 0 | 0 | 0.23616 | 0 | 0 | 2.7756e-17 | 0 | 0 | 0.24859 | 0.23616 | 0 | 0 | 2.4859 | 2.3164 | 0 | 0.24859 | -0.24859 | 3.3797 | 56.3274 | 0.20194 | 0.25978 | 0 | 0 | 2.3164
2007-05-20 | 0 | 0 | 179.7944 | 90 | 0 | 0 | 0.37245 | 0.37245 | 0 | 0 | 0 | 0.37245 | 0 | 0 | 5.5511e-17 | 0 | 0 | 0.39205 | 0.37245 | 0 | 0 | 2.7621 | 2.0678 | 0 | 0.39205 | -0.39205 | 2.9664 | 49.4399 | 0.20194 | 0.40969 | 0 | 0 | 2.0678
2007-05-20 01:00 | 0 | 0 | -153.0385 | 90 | 0 | 0 | 0.35315 | 0.35315 | 0 | 0 | 0 | 0.35315 | 0 | 0 | 5.5511e-17 | 0 | 0 | 0.37173 | 0.35315 | 0 | 0 | 3.1977 | 1.6758 | 0 | 0.37173 | -0.37173 | 2.5746 | 42.9092 | 0.20194 | 0.38846 | 0 | 0 | 1.6758
2007-05-20 02:00 | 0 | 0 | -134.4971 | 90 | 0 | 0 | 0.29747 | 0.29747 | 0 | 0 | 0 | 0.29747 | 0 | 0 | 5.5511e-17 | 0 | 0 | 0.31313 | 0.29747 | 0 | 0 | 3.6107 | 1.304 | 0 | 0.31313 | -0.31313 | 2.2445 | 37.4081 | 0.20194 | 0.32722 | 0 | 0 | 1.304
2007-05-20 03:00 | 0 | 0 | -123.3715 | 90 | 0 | 0 | 0.4932 | 0.4932 | 0 | 0 | 0 | 0.4932 | 0 | 0 | 1.1102e-16 | 0 | 0 | 0.51916 | 0.4932 | 0 | 0 | 3.9587 | 0.99089 | 0 | 0.51916 | -0.51916 | 1.6973 | 28.2875 | 0.20194 | 0.54252 | 0 | 0 | 0.99089
2007-05-20 04:00 | 0 | 0 | -116.5611 | 90 | 0 | 0 | 0.22818 | 0.22818 | 0 | 0 | 0 | 0.22818 | 0 | 0 | 2.7756e-17 | 0 | 0 | 0.24019 | 0.22818 | 0 | 0 | 4.5355 | 0.47173 | 0 | 0.24019 | -0.24019 | 1.4441 | 24.0678 | 0.20194 | 0.251 | 0 | 0 | 0.47173
2007-05-20 05:00 | 0 | 0 | -112.2365 | 90 | 0 | 0 | 0.4847 | 0.4847 | 1.7 | 0 | 0.5202 | 0.4847 | 0 | -2.2204e-16 | 0 | 0 | 0 | 0 | 0 | 1.2153 | 1.1545 | 4.8024 | 0.23154 | 1.1545 | 0 | 1.1545 | 2.5394 | 42.3225 | 0.20213 | 0.53317 | 0 | 1.7 | 0.23154
2007-05-20 06:00 | 0.054501 | 2.9325 | -109.502 | 90.1041 | 0.0088455 | 0.01578 | 0.39372 | 0.39372 | 1.7 | 0 | 0.5202 | 0.39372 | 4.0081 | 0 | 0 | 0 | 0.01578 | 0 | 0 | 1.3063 | 1.241 | 3.6479 | 1.2706 | 1.2567 | 0 | 1.2567 | 3.7316 | 62.1934 | 0.20232 | 0.43309 | 0.012624 | 1.7 | 1.2864
2007-05-20 07:00 | 0.26776 | 16.9692 | -107.9777 | 76.0018 | 0.22793 | 0.40662 | 0.053337 | 0.053337 | 1.506 | 0 | 0.46723 | 0.053337 | 762.3688 | 2.2204e-16 | 0 | 0 | 0.40662 | 0 | 0 | 1.4526 | 1.38 | 2.3911 | 2.4017 | 1.7866 | 0 | 1.7866 | 5.4266 | 90.4424 | 0.20227 | 0.058671 | 0.3253 | 1.7 | 2.8083
2007-05-20 08:00 | 0.46059 | 31.0823 | -107.645 | 62.0234 | 0.42519 | 0.75855 | 1.7307 | 1.7307 | 1.5843 | 0 | 0.48862 | 1.7307 | 43.8289 | 1.1102e-16 | 0 | 0 | 0.75855 | 0.15407 | 0.14636 | 0 | 0 | 0.60448 | 4.0097 | 0.60448 | 0 | 0.60448 | 6 | 100 | 0.20234 | 1.9038 | 0.60684 | 1.7 | 4.7682
2007-05-20 09:00 | 0.70736 | 45.1617 | -108.9517 | 48.3672 | 0.66649 | 1.189 | 1.0723 | 1.0723 | 0 | 0 | 0 | 1.0723 | 110.885 | 0.060283 | 0 | 0 | 1.189 | 1.1287 | 1.0723 | 0 | 0 | 0 | 4.5537 | 0 | 0 | 0 | 6 | 100 | 0.20234 | 1.1795 | 0.95121 | 0 | 5.7427
2007-05-20 10:00 | 0.66152 | 59.0046 | -113.5186 | 35.4801 | 0.63914 | 1.1402 | 0.30168 | 0.30168 | 0 | 0 | 0 | 0.30168 | 377.9547 | 0.82267 | 0 | 0 | 1.1402 | 0.31756 | 0.30168 | 0 | 0 | 0 | 4.5537 | 0 | 0 | 0 | 6 | 100 | 0.20234 | 0.33185 | 0.91219 | 0 | 5.6939
2007-05-20 11:00 | 0.89108 | 71.8977 | -127.8591 | 24.6629 | 0.85679 | 1.5285 | 1.9773 | 1.9773 | 0.5973 | 0 | 0.21916 | 1.9773 | 77.3034 | 0.075886 | 0 | 0 | 1.5285 | 1.4526 | 1.38 | 0 | 0 | 0 | 4.5537 | 0 | 0 | 0 | 6 | 100 | 0.20234 | 2.175 | 1.2228 | 1.7 | 6.0822
2007-05-20 12:00 | 0.94369 | 79.3037 | -179.4677 | 19.7286 | 0.90832 | 1.6204 | 2.9135 | 2.9135 | 1.5335 | 0 | 0.47476 | 2.9135 | 55.6176 | 0.16781 | 0 | 0.1249 | 1.6204 | 1.4526 | 1.38 | 0 | 0 | 0 | 4.5537 | 0 | 0 | 0 | 6 | 100 | 0.20234 | 3.2049 | 1.2964 | 1.7 | 6.1741
2007-05-20 13:00 | 0.86724 | 72.0609 | 128.2189 | 24.54 | 0.8347 | 1.4891 | 0 | 0 | 0 | 0 | 0 | 0 | 0 | 1.4891 | 0 | 0 | 1.4891 | 0 | 0 | 0 | 0 | 0 | 4.5537 | 0 | 0 | 0 | 6 | 100 | 0.20234 | 0 | 1.1913 | 0 | 6.0428
2007-05-20 14:00 | 0.90935 | 59.1946 | 113.6242 | 35.3095 | 0.86731 | 1.5473 | 0.34841 | 0.34841 | 0 | 0 | 0 | 0.34841 | 444.0934 | 1.1805 | 0 | 0 | 1.5473 | 0.36675 | 0.34841 | 0 | 0 | 0 | 4.5537 | 0 | 0 | 0 | 6 | 100 | 0.20234 | 0.38325 | 1.2378 | 0 | 6.101
2007-05-20 15:00 | 0.67775 | 45.3577 | 108.9868 | 48.1799 | 0.63977 | 1.1414 | 0.82778 | 0.82778 | 0 | 0 | 0 | 0.82778 | 137.8807 | 0.27 | 0 | 0 | 1.1414 | 0.87135 | 0.82778 | 0 | 0 | 0 | 4.5537 | 0 | 0 | 0 | 6 | 100 | 0.20234 | 0.91056 | 0.91308 | 0 | 5.695
2007-05-20 16:00 | 0.50285 | 31.2798 | 107.6501 | 61.8294 | 0.46154 | 0.82339 | 0.31092 | 0.31092 | 0 | 0 | 0 | 0.31092 | 264.8234 | 0.49611 | 0 | 0 | 0.82339 | 0.32729 | 0.31092 | 0 | 0 | 0 | 4.5537 | 0 | 0 | 0 | 6 | 100 | 0.20234 | 0.34201 | 0.65871 | 0 | 5.3771
2007-05-20 17:00 | 0.25405 | 17.1664 | 107.9644 | 75.805 | 0.21948 | 0.39155 | 0.60621 | 0.60621 | 0 | 0 | 0 | 0.60621 | 64.5901 | 0 | 0 | 0 | 0.39155 | 0.63812 | 0.60621 | 0 | 0 | 0 | 4.5537 | 0 | 0.24656 | -0.24656 | 5.7401 | 95.6683 | 0.20234 | 0.66683 | 0.31324 | 0 | 4.9452
2007-05-20 18:00 | 0.033558 | 3.1279 | 109.4728 | 89.9065 | 0.02684 | 0.047883 | 0.68635 | 0.68635 | 0 | 0 | 0 | 0.68635 | 6.9764 | 0 | 0 | 0 | 0.047883 | 0.72248 | 0.68635 | 0 | 0 | 0.27396 | 4.3071 | 0 | 0.6746 | -0.6746 | 5.029 | 83.8169 | 0.20234 | 0.75499 | 0.038306 | 0 | 4.355
2007-05-20 19:00 | 0 | 0 | 112.1886 | 90 | 0 | 0 | 4.0232 | 3.08 | 1.7 | 0 | 0.5202 | 3.08 | 0 | 0 | 0.94316 | 1.3455 | 0 | 1.4526 | 1.38 | 0 | 0 | 1.0235 | 3.6325 | 0 | 1.4526 | -1.4526 | 3.4978 | 58.2968 | 0.20234 | 4.4255 | 0 | 1.7 | 3.6325
2007-05-20 20:00 | 0 | 0 | 116.4864 | 90 | 0 | 0 | 0 | 0 | 1.4526 | 0 | 0.45267 | 0 | 0 | 0 | 0 | 0 | 0 | 0 | 0 | 1.4526 | 1.38 | 2.6375 | 2.1799 | 1.38 | 0 | 1.38 | 4.807 | 80.1165 | 0.20239 | 0 | 0 | 1.7 | 2.1799
2007-05-20 21:00 | 0 | 0 | 123.2522 | 90 | 0 | 0 | 0.85097 | 0.85097 | 0 | 0 | 0 | 0.85097 | 0 | 0 | 1.1102e-16 | 0 | 0 | 0.89576 | 0.85097 | 0 | 0 | 1.2575 | 3.4219 | 0 | 0.89576 | -0.89576 | 3.8628 | 64.3796 | 0.20239 | 0.93607 | 0 | 0 | 3.4219
2007-05-20 22:00 | 0 | 0 | 134.2985 | 90 | 0 | 0 | 0.42788 | 0.42788 | 0 | 0 | 0 | 0.42788 | 0 | 0 | 5.5511e-17 | 0 | 0 | 0.4504 | 0.42788 | 0 | 0 | 2.2528 | 2.5261 | 0 | 0.4504 | -0.4504 | 3.388 | 56.4669 | 0.20239 | 0.47067 | 0 | 0 | 2.5261
2007-05-20 23:00 | 0 | 0 | 152.7138 | 90 | 0 | 0 | 0.37899 | 0.37899 | 0 | 0 | 0 | 0.37899 | 0 | 0 | 5.5511e-17 | 0 | 0 | 0.39894 | 0.37899 | 0 | 0 | 2.7533 | 2.0757 | 0 | 0.39894 | -0.39894 | 2.9675 | 49.4583 | 0.20239 | 0.41689 | 0 | 0 | 2.0757
2007-05-21 | 0 | 0 | 179.7737 | 90 | 0 | 0 | 0.25755 | 0.25755 | 0 | 0 | 0 | 0.25755 | 0 | 0 | 0 | 0 | 0 | 0.2711 | 0.25755 | 0 | 0 | 3.1965 | 1.6768 | 0 | 0.2711 | -0.2711 | 2.6817 | 44.6955 | 0.20239 | 0.2833 | 0 | 0 | 1.6768
2007-05-21 01:00 | 0 | 0 | -153.2476 | 90 | 0 | 0 | 0 | 0 | 0 | 0 | 0 | 0 | 0 | 0 | 0 | 0 | 0 | 0 | 0 | 0 | 0 | 3.4978 | 1.4057 | 0 | 0 | 0 | 2.6817 | 44.6955 | 0.20239 | 0 | 0 | 0 | 1.4057
2007-05-21 02:00 | 0 | 0 | -134.7527 | 90 | 0 | 0 | 0.076947 | 0.076947 | 0 | 0 | 0 | 0.076947 | 0 | 0 | 1.3878e-17 | 0 | 0 | 0.080997 | 0.076947 | 0 | 0 | 3.4978 | 1.4057 | 0 | 0.080997 | -0.080997 | 2.5964 | 43.2726 | 0.20239 | 0.084642 | 0 | 0 | 1.4057
2007-05-21 03:00 | 0 | 0 | -123.6153 | 90 | 0 | 0 | 0.46648 | 0.46648 | 0 | 0 | 0 | 0.46648 | 0 | 0 | 5.5511e-17 | 0 | 0 | 0.49104 | 0.46648 | 0 | 0 | 3.5878 | 1.3247 | 0 | 0.49104 | -0.49104 | 2.0788 | 34.646 | 0.20239 | 0.51313 | 0 | 0 | 1.3247
2007-05-21 04:00 | 0 | 0 | -116.7875 | 90 | 0 | 0 | 0 | 0 | 0 | 0 | 0 | 0 | 0 | 0 | 0 | 0 | 0 | 0 | 0 | 0 | 0 | 4.1334 | 0.83367 | 0 | 0 | 0 | 2.0788 | 34.646 | 0.20239 | 0 | 0 | 0 | 0.83367
2007-05-21 05:00 | 0 | 0 | -112.4524 | 90 | 0 | 0 | 0 | 0 | 0 | 0 | 0 | 0 | 0 | 0 | 0 | 0 | 0 | 0 | 0 | 0 | 0 | 4.1334 | 0.83367 | 0 | 0 | 0 | 2.0788 | 34.646 | 0.20239 | 0 | 0 | 0 | 0.83367
2007-05-21 06:00 | 0.04418 | 2.9537 | -109.7172 | 90.1149 | 0.01964 | 0.035037 | 0.34923 | 0.34923 | 0 | 0 | 0 | 0.34923 | 10.0327 | 0 | 0 | 0 | 0.035037 | 0.36761 | 0.34923 | 0 | 0 | 4.1334 | 0.83367 | 0 | 0.33258 | -0.33258 | 1.7282 | 28.8032 | 0.20239 | 0.38416 | 0.02803 | 0 | 0.8687
2007-05-21 07:00 | 0.18266 | 16.9722 | -108.2035 | 76.032 | 0.17031 | 0.30384 | 0.036267 | 0.036267 | 0 | 0 | 0 | 0.036267 | 837.7839 | 0 | 0 | 0 | 0.30384 | 0.038176 | 0.036267 | 0 | 0 | 4.5029 | 0.50109 | 0.26567 | 0 | 0.26567 | 1.9802 | 33.0038 | 0.20231 | 0.039894 | 0.24307 | 0 | 0.80493
2007-05-21 08:00 | 0.39969 | 31.0665 | -107.8965 | 62.0754 | 0.37476 | 0.66858 | 0 | 0 | 0 | 0 | 0 | 0 | 0 | 0 | 0 | 0 | 0.66858 | 0 | 0 | 0 | 0 | 4.2372 | 0.74019 | 0.66858 | 0 | 0.66858 | 2.6145 | 43.5749 | 0.20212 | 0 | 0.53486 | 0 | 1.4088
2007-05-21 09:00 | 0.57581 | 45.1237 | -109.2532 | 48.4466 | 0.54864 | 0.97877 | 0.85726 | 0.85726 | 0 | 0 | 0 | 0.85726 | 114.1749 | 0 | 0 | 0 | 0.97877 | 0.90238 | 0.85726 | 0 | 0 | 3.5686 | 1.3419 | 0.076397 | 0 | 0.076397 | 2.687 | 44.7828 | 0.2021 | 0.94298 | 0.78302 | 0 | 2.3207
2007-05-21 10:00 | 0.65609 | 58.9346 | -113.915 | 35.5985 | 0.63389 | 1.1309 | 0 | 0 | 0 | 0 | 0 | 0 | 0 | 0 | 0 | 0 | 1.1309 | 0 | 0 | 0 | 0 | 3.4922 | 1.4107 | 1.1309 | 0 | 1.1309 | 3.7598 | 62.6633 | 0.20178 | 0 | 0.90469 | 0 | 2.5415
2007-05-21 11:00 | 0.67679 | 71.767 | -128.4107 | 24.8385 | 0.65931 | 1.1762 | 0 | 0 | 0 | 0 | 0 | 0 | 0 | 0 | 0 | 0 | 1.1762 | 0 | 0 | 0 | 0 | 2.3614 | 2.4284 | 1.1762 | 0 | 1.1762 | 4.8757 | 81.2609 | 0.20145 | 0 | 0.94097 | 0 | 3.6047
2007-05-21 12:00 | 0.67282 | 79.0879 | -179.4213 | 19.9444 | 0.65747 | 1.1729 | 0 | 0 | 0 | 0 | 0 | 0 | 0 | 0 | 0 | 0 | 1.1729 | 0 | 0 | 0 | 0 | 1.1852 | 3.487 | 1.1729 | 0 | 1.1729 | 5.9884 | 99.8065 | 0.20112 | 0 | 0.93835 | 0 | 4.66
2007-05-21 13:00 | 0.67442 | 71.9469 | 128.8125 | 24.7031 | 0.65719 | 1.1724 | 0.6788 | 0.6788 | 0 | 0 | 0 | 0.6788 | 172.7202 | 0.44566 | 0 | 0 | 1.1724 | 0.71453 | 0.6788 | 0 | 0 | 0.012236 | 4.5427 | 0.012236 | 0 | 0.012236 | 6 | 100 | 0.20111 | 0.74668 | 0.93794 | 0 | 5.7151
2007-05-21 14:00 | 0.72071 | 59.1449 | 114.0344 | 35.4098 | 0.69238 | 1.2352 | 0.062833 | 0.062833 | 0 | 0 | 0 | 0.062833 | 1965.852 | 1.1691 | 0 | 0 | 1.2352 | 0.06614 | 0.062833 | 0 | 0 | 0 | 4.5537 | 0 | 0 | 0 | 6 | 100 | 0.20111 | 0.069117 | 0.98817 | 0 | 5.7889
2007-05-21 15:00 | 0.64095 | 45.341 | 109.2932 | 48.2392 | 0.6063 | 1.0816 | 2.3991 | 2.3991 | 1.3716 | 0 | 0.43054 | 2.3991 | 45.0842 | 0 | 0 | 0 | 1.0816 | 1.0816 | 1.0276 | 0 | 0 | 0 | 4.5537 | 0 | 0 | 0 | 6 | 100 | 0.20111 | 2.6391 | 0.86531 | 1.7 | 5.6353
2007-05-21 16:00 | 0.48413 | 31.2855 | 107.9027 | 61.8604 | 0.44501 | 0.7939 | 2.0903 | 2.0903 | 1.3361 | 0 | 0.42086 | 2.0903 | 37.9796 | 0 | 0 | 0 | 0.7939 | 0.7939 | 0.75421 | 0 | 0 | 0 | 4.5537 | 0 | 0 | 0 | 6 | 100 | 0.20111 | 2.2994 | 0.63512 | 1.7 | 5.3476
2007-05-21 17:00 | 0.23798 | 17.1908 | 108.189 | 75.8138 | 0.20861 | 0.37216 | 1.8577 | 1.8577 | 1.5042 | 0 | 0.46674 | 1.8577 | 20.033 | 1.6653e-16 | 0 | 0 | 0.37216 | 0.37216 | 0.35355 | 0 | 0 | 0 | 4.5537 | 0 | 0 | 0 | 6 | 100 | 0.20111 | 2.0435 | 0.29773 | 1.7 | 4.9258
2007-05-21 18:00 | 0.041413 | 3.1704 | 109.6849 | 89.8958 | 0.024939 | 0.044491 | 2.1795 | 2.1795 | 1.7 | 0 | 0.5202 | 2.1795 | 2.0414 | 0 | 0 | 0 | 0.044491 | 0.50469 | 0.47946 | 0 | 0 | 0 | 4.5537 | 0 | 0.4602 | -0.4602 | 5.5149 | 91.9151 | 0.20111 | 2.3974 | 0.035593 | 1.7 | 4.5982
2007-05-21 19:00 | 0 | 0 | 112.3992 | 90 | 0 | 0 | 0 | 0 | 0 | 0 | 0 | 0 | 0 | 0 | 0 | 0 | 0 | 0 | 0 | 0 | 0 | 0.51133 | 4.0935 | 0 | 0 | 0 | 5.5149 | 91.9151 | 0.20111 | 0 | 0 | 0 | 4.0935
2007-05-21 20:00 | 0 | 0 | 116.7042 | 90 | 0 | 0 | 0.33453 | 0.33453 | 0 | 0 | 0 | 0.33453 | 0 | 0 | 5.5511e-17 | 0 | 0 | 0.35214 | 0.33453 | 0 | 0 | 0.51133 | 4.0935 | 0 | 0.35214 | -0.35214 | 5.1437 | 85.7287 | 0.20111 | 0.36798 | 0 | 0 | 4.0935
2007-05-21 21:00 | 0 | 0 | 123.4826 | 90 | 0 | 0 | 0.091856 | 0.091856 | 0 | 0 | 0 | 0.091856 | 0 | 0 | 0 | 0 | 0 | 0.096691 | 0.091856 | 0 | 0 | 0.9026 | 3.7414 | 0 | 0.096691 | -0.096691 | 5.0418 | 84.0301 | 0.20111 | 0.10104 | 0 | 0 | 3.7414
2007-05-21 22:00 | 0 | 0 | 134.5324 | 90 | 0 | 0 | 0.1408 | 0.1408 | 0 | 0 | 0 | 0.1408 | 0 | 0 | 2.7756e-17 | 0 | 0 | 0.14821 | 0.1408 | 0 | 0 | 1.01 | 3.6447 | 0 | 0.14821 | -0.14821 | 4.8856 | 81.4263 | 0.20111 | 0.15488 | 0 | 0 | 3.6447
2007-05-21 23:00 | 0 | 0 | 152.8889 | 90 | 0 | 0 | 0 | 0 | 0 | 0 | 0 | 0 | 0 | 0 | 0 | 0 | 0 | 0 | 0 | 0 | 0 | 1.1747 | 3.4965 | 0 | 0 | 0 | 4.8856 | 81.4263 | 0.20111 | 0 | 0 | 0 | 3.4965
2007-05-22 | 0 | 0 | 179.7487 | 90 | 0 | 0 | 0.057875 | 0.057875 | 0 | 0 | 0 | 0.057875 | 0 | 0 | 6.9389e-18 | 0 | 0 | 0.060921 | 0.057875 | 0 | 0 | 1.1747 | 3.4965 | 0 | 0.060921 | -0.060921 | 4.8214 | 80.356 | 0.20111 | 0.063663 | 0 | 0 | 3.4965
2007-05-22 01:00 | 0 | 0 | -153.4529 | 90 | 0 | 0 | 0.19229 | 0.19229 | 0 | 0 | 0 | 0.19229 | 0 | 0 | 2.7756e-17 | 0 | 0 | 0.20241 | 0.19229 | 0 | 0 | 1.2424 | 3.4355 | 0 | 0.20241 | -0.20241 | 4.608 | 76.8001 | 0.20111 | 0.21152 | 0 | 0 | 3.4355
2007-05-22 02:00 | 0 | 0 | -135.0026 | 90 | 0 | 0 | 0.22658 | 0.22658 | 0 | 0 | 0 | 0.22658 | 0 | 0 | 2.7756e-17 | 0 | 0 | 0.2385 | 0.22658 | 0 | 0 | 1.4673 | 3.2331 | 0 | 0.2385 | -0.2385 | 4.3566 | 72.61 | 0.20111 | 0.24923 | 0 | 0 | 3.2331
2007-05-22 03:00 | 0 | 0 | -123.8533 | 90 | 0 | 0 | 0.21434 | 0.21434 | 0 | 0 | 0 | 0.21434 | 0 | 0 | 2.7756e-17 | 0 | 0 | 0.22562 | 0.21434 | 0 | 0 | 1.7323 | 2.9946 | 0 | 0.22562 | -0.22562 | 4.1188 | 68.6462 | 0.20111 | 0.23578 | 0 | 0 | 2.9946
2007-05-22 04:00 | 0 | 0 | -117.0083 | 90 | 0 | 0 | 0.12439 | 0.12439 | 0 | 0 | 0 | 0.12439 | 0 | 0 | 1.3878e-17 | 0 | 0 | 0.13094 | 0.12439 | 0 | 0 | 1.983 | 2.769 | 0 | 0.13094 | -0.13094 | 3.9808 | 66.3459 | 0.20111 | 0.13683 | 0 | 0 | 2.769
2007-05-22 05:00 | 0 | 0 | -112.663 | 90 | 0 | 0 | 0.54932 | 0.54932 | 0 | 0 | 0 | 0.54932 | 0 | 0 | 1.1102e-16 | 0 | 0 | 0.57823 | 0.54932 | 0 | 0 | 2.1285 | 2.6381 | 0 | 0.57823 | -0.57823 | 3.3713 | 56.1875 | 0.20111 | 0.60425 | 0 | 0 | 2.6381
2007-05-22 06:00 | 0.0087954 | 2.9719 | -109.9269 | 90.1279 | 0.0086593 | 0.015448 | 0.16457 | 0.16457 | 0 | 0 | 0 | 0.16457 | 9.3871 | 0 | 0 | 0 | 0.015448 | 0.17323 | 0.16457 | 0 | 0 | 2.771 | 2.0598 | 0 | 0.15778 | -0.15778 | 3.2049 | 53.4156 | 0.20111 | 0.18102 | 0.012358 | 0 | 2.0753
2007-05-22 07:00 | 0.13154 | 16.9724 | -108.4232 | 76.0641 | 0.12845 | 0.22916 | 0 | 0 | 0 | 0 | 0 | 0 | 0 | 0 | 0 | 0 | 0.22916 | 0 | 0 | 0 | 0 | 2.9463 | 1.9021 | 0.22916 | 0 | 0.22916 | 3.4223 | 57.039 | 0.20105 | 0 | 0.18333 | 0 | 2.1312
2007-05-22 08:00 | 0.18183 | 31.0483 | -108.1409 | 62.1288 | 0.1803 | 0.32166 | 0 | 0 | 0 | 0 | 0 | 0 | 0 | 0 | 0 | 0 | 0.32166 | 0 | 0 | 0 | 0 | 2.7171 | 2.1083 | 0.32166 | 0 | 0.32166 | 3.7275 | 62.1248 | 0.20096 | 0 | 0.25733 | 0 | 2.43
2007-05-22 09:00 | 0.40653 | 45.0836 | -109.5455 | 48.5267 | 0.39785 | 0.70977 | 0 | 0 | 0 | 0 | 0 | 0 | 0 | 0 | 0 | 0 | 0.70977 | 0 | 0 | 0 | 0 | 2.3954 | 2.3978 | 0.70977 | 0 | 0.70977 | 4.4008 | 73.3473 | 0.20076 | 0 | 0.56782 | 0 | 3.1076
2007-05-22 10:00 | 0.52391 | 58.863 | -114.2976 | 35.7164 | 0.51307 | 0.91532 | 0 | 0 | 0 | 0 | 0 | 0 | 0 | 0 | 0 | 0 | 0.91532 | 0 | 0 | 0 | 0 | 1.6857 | 3.0366 | 0.91532 | 0 | 0.91532 | 5.2692 | 87.8198 | 0.20051 | 0 | 0.73226 | 0 | 3.9519
2007-05-22 11:00 | 0.68449 | 71.6364 | -128.9354 | 25.0113 | 0.66611 | 1.1883 | 1.337 | 1.337 | 0.93988 | 0 | 0.31269 | 1.337 | 88.8826 | 0 | 0 | 0 | 1.1883 | 0.41799 | 0.39709 | 0 | 0 | 0.77035 | 3.8604 | 0.77035 | 0 | 0.77035 | 6 | 100 | 0.20051 | 1.4707 | 0.95067 | 1.7 | 5.0487
2007-05-22 12:00 | 0.70376 | 78.8779 | -179.3653 | 20.1543 | 0.68582 | 1.2235 | 1.5353 | 1.5353 | 0.425 | 0 | 0.17213 | 1.5353 | 79.694 | 0.054816 | 0 | 0 | 1.2235 | 1.1687 | 1.1103 | 0 | 0 | 0 | 4.5537 | 0 | 0 | 0 | 6 | 100 | 0.20051 | 1.6888 | 0.97881 | 1.7 | 5.7772
2007-05-22 13:00 | 0.6443 | 71.8362 | 129.3874 | 24.861 | 0.62918 | 1.1225 | 0.79176 | 0.79176 | 0 | 0 | 0 | 0.79176 | 141.7681 | 0.28903 | 0 | 0 | 1.1225 | 0.83343 | 0.79176 | 0 | 0 | 0 | 4.5537 | 0 | 0 | 0 | 6 | 100 | 0.20051 | 0.87093 | 0.89797 | 0 | 5.6761
2007-05-22 14:00 | 0.69856 | 59.0977 | 114.4335 | 35.5062 | 0.67199 | 1.1988 | 0 | 0 | 0 | 0 | 0 | 0 | 0 | 1.1988 | 0 | 0 | 1.1988 | 0 | 0 | 0 | 0 | 0 | 4.5537 | 0 | 0 | 0 | 6 | 100 | 0.20051 | 0 | 0.95906 | 0 | 5.7525
2007-05-22 15:00 | 0.49216 | 45.3263 | 109.5915 | 48.2952 | 0.47523 | 0.84782 | 0.46926 | 0.46926 | 0 | 0 | 0 | 0.46926 | 180.6712 | 0.35386 | 0 | 0 | 0.84782 | 0.49396 | 0.46926 | 0 | 0 | 0 | 4.5537 | 0 | 0 | 0 | 6 | 100 | 0.20051 | 0.51618 | 0.67825 | 0 | 5.4015
2007-05-22 16:00 | 0.25647 | 31.293 | 108.1486 | 61.8886 | 0.25167 | 0.44899 | 1.6313 | 1.6313 | 1.2048 | 0 | 0.38501 | 1.6313 | 27.5227 | 0 | 0 | 0 | 0.44899 | 0.44899 | 0.42654 | 0 | 0 | 0 | 4.5537 | 0 | 0 | 0 | 6 | 100 | 0.20051 | 1.7945 | 0.35919 | 1.7 | 5.0027
2007-05-22 17:00 | 0.08247 | 17.2168 | 108.4074 | 75.8203 | 0.081754 | 0.14585 | 1.3051 | 1.3051 | 1.1665 | 0 | 0.37456 | 1.3051 | 11.1755 | 0 | 0 | 0 | 0.14585 | 0.14585 | 0.13856 | 0 | 0 | 0 | 4.5537 | 0 | 0 | 0 | 6 | 100 | 0.20051 | 1.4356 | 0.11668 | 1.7 | 4.6995
2007-05-22 18:00 | 0.025887 | 3.2141 | 109.8908 | 89.883 | 0.024132 | 0.043052 | 1.5452 | 1.5452 | 1.5043 | 0 | 0.46678 | 1.5452 | 2.7861 | 1.5266e-16 | 0 | 0 | 0.043052 | 0.043052 | 0.040899 | 0 | 0 | 0 | 4.5537 | 0 | 0 | 0 | 6 | 100 | 0.20051 | 1.6997 | 0.034441 | 1.7 | 4.5967
2007-05-22 19:00 | 0 | 0 | 112.6034 | 90 | 0 | 0 | 2.4093 | 2.4093 | 1.7 | 0 | 0.5202 | 2.4093 | 0 | 0 | 0 | 0 | 0 | 0.74668 | 0.70935 | 0 | 0 | 0 | 4.5537 | 0 | 0.74668 | -0.74668 | 5.2129 | 86.8821 | 0.20051 | 2.6503 | 0 | 1.7 | 4.5537
2007-05-22 20:00 | 0 | 0 | 116.915 | 90 | 0 | 0 | 0 | 0 | 0 | 0 | 0 | 0 | 0 | 0 | 0 | 0 | 0 | 0 | 0 | 0 | 0 | 0.82965 | 3.807 | 0 | 0 | 0 | 5.2129 | 86.8821 | 0.20051 | 0 | 0 | 0 | 3.807
2007-05-22 21:00 | 0 | 0 | 123.7046 | 90 | 0 | 0 | 3.0289 | 3.0289 | 1.7 | 0 | 0.5202 | 3.0289 | 0 | 0 | 0 | 0.2518 | 0 | 1.3989 | 1.3289 | 0 | 0 | 0.82965 | 3.807 | 0 | 1.3989 | -1.3989 | 3.7384 | 62.3068 | 0.20051 | 3.3318 | 0 | 1.7 | 3.807
2007-05-22 22:00 | 0 | 0 | 134.7562 | 90 | 0 | 0 | 0.21277 | 0.21277 | 1.6654 | 0 | 0.51076 | 0.21277 | 0 | 2.2204e-16 | 0 | 0 | 0 | 0 | 0 | 1.4526 | 1.38 | 2.3839 | 2.4082 | 1.38 | 0 | 1.38 | 5.0476 | 84.1265 | 0.20065 | 0.23405 | 0 | 1.7 | 2.4082
2007-05-22 23:00 | 0 | 0 | 153.0535 | 90 | 0 | 0 | 0.67878 | 0.67878 | 0 | 0 | 0 | 0.67878 | 0 | 0 | 0 | 0 | 0 | 0.7145 | 0.67878 | 0 | 0 | 1.0039 | 3.6502 | 0 | 0.7145 | -0.7145 | 4.2944 | 71.574 | 0.20065 | 0.74666 | 0 | 0 | 3.6502
2007-05-23 | 0 | 0 | 179.7197 | 90 | 0 | 0 | 0.12462 | 0.12462 | 0 | 0 | 0 | 0.12462 | 0 | 0 | 1.3878e-17 | 0 | 0 | 0.13118 | 0.12462 | 0 | 0 | 1.7978 | 2.9356 | 0 | 0.13118 | -0.13118 | 4.1562 | 69.2693 | 0.20065 | 0.13709 | 0 | 0 | 2.9356
2007-05-23 01:00 | 0 | 0 | -153.6545 | 90 | 0 | 0 | 0.23863 | 0.23863 | 0 | 0 | 0 | 0.23863 | 0 | 0 | 5.5511e-17 | 0 | 0 | 0.25119 | 0.23863 | 0 | 0 | 1.9436 | 2.8045 | 0 | 0.25119 | -0.25119 | 3.8914 | 64.8564 | 0.20065 | 0.26249 | 0 | 0 | 2.8045
2007-05-23 02:00 | 0 | 0 | -135.2465 | 90 | 0 | 0 | 0.063847 | 0.063847 | 0 | 0 | 0 | 0.063847 | 0 | 0 | 0 | 0 | 0 | 0.067207 | 0.063847 | 0 | 0 | 2.2227 | 2.5533 | 0 | 0.067207 | -0.067207 | 3.8205 | 63.6757 | 0.20065 | 0.070231 | 0 | 0 | 2.5533
2007-05-23 03:00 | 0 | 0 | -124.0856 | 90 | 0 | 0 | 0.28246 | 0.28246 | 0 | 0 | 0 | 0.28246 | 0 | 0 | 0 | 0 | 0 | 0.29732 | 0.28246 | 0 | 0 | 2.2974 | 2.4861 | 0 | 0.29732 | -0.29732 | 3.5071 | 58.4523 | 0.20065 | 0.3107 | 0 | 0 | 2.4861
2007-05-23 04:00 | 0 | 0 | -117.2236 | 90 | 0 | 0 | 0.0053733 | 0.0053733 | 0 | 0 | 0 | 0.0053733 | 0 | 0 | 0 | 0 | 0 | 0.0056561 | 0.0053733 | 0 | 0 | 2.6277 | 2.1887 | 0 | 0.0056561 | -0.0056561 | 3.5012 | 58.3529 | 0.20065 | 0.0059106 | 0 | 0 | 2.1887
2007-05-23 05:00 | 0 | 0 | -112.8682 | 90 | 0 | 0 | 0.52884 | 0.52884 | 0 | 0 | 0 | 0.52884 | 0 | 0 | 0 | 0 | 0 | 0.55668 | 0.52884 | 0 | 0 | 2.634 | 2.1831 | 0 | 0.55668 | -0.55668 | 2.9144 | 48.5731 | 0.20065 | 0.58173 | 0 | 0 | 2.1831
2007-05-23 06:00 | 0.032909 | 2.9871 | -110.131 | 90.1429 | 0.025834 | 0.046088 | 0 | 0 | 0 | 0 | 0 | 0 | 0 | 0 | 0 | 0 | 0.046088 | 0 | 0 | 0 | 0 | 3.2525 | 1.6264 | 0.046088 | 0 | 0.046088 | 2.9581 | 49.3018 | 0.20063 | 0 | 0.03687 | 0 | 1.6725
2007-05-23 07:00 | 0.18866 | 16.97 | -108.6369 | 76.0978 | 0.17433 | 0.31101 | 1.6862 | 1.6862 | 1.7 | 0 | 0.5202 | 1.6862 | 18.444 | 0 | 0 | 0 | 0.31101 | 0 | 0 | 0.013772 | 0.013083 | 3.2064 | 1.6679 | 0.32409 | 0 | 0.32409 | 3.2656 | 54.4261 | 0.20067 | 1.8549 | 0.24881 | 1.7 | 1.9789
2007-05-23 08:00 | 0.46922 | 31.0276 | -108.3782 | 62.1834 | 0.43096 | 0.76883 | 1.4023 | 1.4023 | 1.7 | 0 | 0.5202 | 1.4023 | 54.8265 | 0 | 0 | 0 | 0.76883 | 0 | 0 | 0.29771 | 0.28282 | 2.8824 | 1.9596 | 1.0516 | 0 | 1.0516 | 4.2633 | 71.0541 | 0.20081 | 1.5425 | 0.61506 | 1.7 | 2.7284
2007-05-23 09:00 | 0.45773 | 45.0414 | -109.8287 | 48.6075 | 0.44416 | 0.79238 | 0 | 0 | 1.093 | 0 | 0.35448 | 0 | 0 | 0 | 0 | 0 | 0.79238 | 0 | 0 | 1.093 | 1.0383 | 1.8307 | 2.9061 | 1.8307 | 0 | 1.8307 | 6 | 100 | 0.20059 | 0 | 0.63391 | 1.7 | 3.6984
2007-05-23 10:00 | 0.55632 | 58.7901 | -114.6665 | 35.8338 | 0.54278 | 0.96832 | 3.169 | 3.08 | 1.7 | 0 | 0.5202 | 3.08 | 31.4391 | 0 | 0.088969 | 0.40587 | 0.96832 | 1.4526 | 1.38 | 0 | 0 | 0 | 4.5537 | 0 | 0.48431 | -0.48431 | 5.4895 | 91.4916 | 0.20059 | 3.4859 | 0.77466 | 1.7 | 5.522
2007-05-23 11:00 | 0.51551 | 71.5062 | -129.4338 | 25.1812 | 0.50829 | 0.90679 | 0.80523 | 0.80523 | 0 | 0 | 0 | 0.80523 | 112.6122 | 0 | 0 | 0 | 0.90679 | 0.84761 | 0.80523 | 0 | 0 | 0.53812 | 4.0694 | 0.059177 | 0 | 0.059177 | 5.5456 | 92.4273 | 0.20057 | 0.88576 | 0.72543 | 0 | 4.9762
2007-05-23 12:00 | 0.85744 | 78.6739 | -179.3004 | 20.3582 | 0.82662 | 1.4747 | 0 | 0 | 0 | 0 | 0 | 0 | 0 | 0.99575 | 0 | 0 | 1.4747 | 0 | 0 | 0 | 0 | 0.47894 | 4.1226 | 0.47894 | 0 | 0.47894 | 6 | 100 | 0.20044 | 0 | 1.1798 | 0 | 5.5973
2007-05-23 13:00 | 0.76348 | 71.729 | 129.9441 | 25.0136 | 0.73807 | 1.3167 | 0.4436 | 0.4436 | 0 | 0 | 0 | 0.4436 | 296.8279 | 0.84978 | 0 | 0 | 1.3167 | 0.46694 | 0.4436 | 0 | 0 | 0 | 4.5537 | 0 | 0 | 0 | 6 | 100 | 0.20044 | 0.48796 | 1.0534 | 0 | 5.8704
2007-05-23 14:00 | 0.58531 | 59.053 | 114.8216 | 35.5985 | 0.56941 | 1.0158 | 0 | 0 | 0 | 0 | 0 | 0 | 0 | 1.0158 | 0 | 0 | 1.0158 | 0 | 0 | 0 | 0 | 0 | 4.5537 | 0 | 0 | 0 | 6 | 100 | 0.20044 | 0 | 0.81266 | 0 | 5.5695
2007-05-23 15:00 | 0.69953 | 45.3137 | 109.8817 | 48.3479 | 0.65799 | 1.1739 | 0.85104 | 0.85104 | 0 | 0 | 0 | 0.85104 | 137.9324 | 0.27803 | 0 | 0 | 1.1739 | 0.89583 | 0.85104 | 0 | 0 | 0 | 4.5537 | 0 | 0 | 0 | 6 | 100 | 0.20044 | 0.93614 | 0.93908 | 0 | 5.7275
2007-05-23 16:00 | 0.46397 | 31.3023 | 108.3875 | 61.914 | 0.42725 | 0.76221 | 0.96325 | 0.96325 | 0 | 0 | 0 | 0.96325 | 79.1291 | 2.2204e-16 | 0 | 0 | 0.76221 | 1.014 | 0.96325 | 0 | 0 | 0 | 4.5537 | 0 | 0.25174 | -0.25174 | 5.7347 | 95.5774 | 0.20044 | 1.0596 | 0.60977 | 0 | 5.3159
2007-05-23 17:00 | 0.16041 | 17.2443 | 108.6194 | 75.8242 | 0.1535 | 0.27384 | 1.062 | 1.062 | 0 | 0 | 0 | 1.062 | 25.7848 | 0 | 2.2204e-16 | 0 | 0.27384 | 1.1179 | 1.062 | 0 | 0 | 0.27971 | 4.302 | 0 | 0.84407 | -0.84407 | 4.8449 | 80.7487 | 0.20044 | 1.1682 | 0.21907 | 0 | 4.5758
2007-05-23 18:00 | 0.055397 | 3.2589 | 110.0905 | 89.8681 | 0.013659 | 0.024368 | 0 | 0 | 0 | 0 | 0 | 0 | 0 | 0 | 0 | 0 | 0.024368 | 0 | 0 | 0 | 0 | 1.2176 | 3.4579 | 0.024368 | 0 | 0.024368 | 4.868 | 81.134 | 0.20043 | 0 | 0.019495 | 0 | 3.4823
2007-05-23 19:00 | 0 | 0 | 112.8011 | 90 | 0 | 0 | 2.2769 | 2.2769 | 1.7 | 0 | 0.5202 | 2.2769 | 0 | 0 | 0 | 0 | 0 | 0.60728 | 0.57692 | 0 | 0 | 1.1932 | 3.4798 | 0 | 0.60728 | -0.60728 | 4.2279 | 70.4651 | 0.20043 | 2.5046 | 0 | 1.7 | 3.4798
2007-05-23 20:00 | 0 | 0 | 117.1185 | 90 | 0 | 0 | 1.7369 | 1.7369 | 1.7 | 0 | 0.5202 | 1.7369 | 0 | 0 | 0 | 0 | 0 | 0.038819 | 0.036878 | 0 | 0 | 1.868 | 2.8725 | 0 | 0.038819 | -0.038819 | 4.187 | 69.7832 | 0.20043 | 1.9106 | 0 | 1.7 | 2.8725
2007-05-23 21:00 | 0 | 0 | 123.9181 | 90 | 0 | 0 | 1.3014 | 1.3014 | 1.7 | 0 | 0.5202 | 1.3014 | 0 | 0 | 0 | 0 | 0 | 0 | 0 | 0.39858 | 0.37865 | 1.9111 | 2.8337 | 0.37865 | 0 | 0.37865 | 4.5462 | 75.7701 | 0.20049 | 1.4316 | 0 | 1.7 | 2.8337
2007-05-23 22:00 | 0 | 0 | 134.9698 | 90 | 0 | 0 | 0.44477 | 0.44477 | 1.7 | 0 | 0.5202 | 0.44477 | 0 | 0 | 0 | 0 | 0 | 0 | 0 | 1.2552 | 1.1925 | 1.5324 | 3.1745 | 1.1925 | 0 | 1.1925 | 5.6775 | 94.6247 | 0.20069 | 0.48924 | 0 | 1.7 | 3.1745
2007-05-23 23:00 | 0 | 0 | 153.2078 | 90 | 0 | 0 | 0.42189 | 0.42189 | 0 | 0 | 0 | 0.42189 | 0 | 0 | 5.5511e-17 | 0 | 0 | 0.44409 | 0.42189 | 0 | 0 | 0.33996 | 4.2477 | 0 | 0.44409 | -0.44409 | 5.2094 | 86.8228 | 0.20069 | 0.46408 | 0 | 0 | 4.2477
2007-05-24 | 0 | 0 | 179.6869 | 90 | 0 | 0 | 0.53107 | 0.53107 | 0 | 0 | 0 | 0.53107 | 0 | 0 | 0 | 0 | 0 | 0.55902 | 0.53107 | 0 | 0 | 0.8334 | 3.8036 | 0 | 0.55902 | -0.55902 | 4.6201 | 77.0018 | 0.20069 | 0.58418 | 0 | 0 | 3.8036
2007-05-24 01:00 | 0 | 0 | -153.8524 | 90 | 0 | 0 | 0.45322 | 0.45322 | 0 | 0 | 0 | 0.45322 | 0 | 0 | 5.5511e-17 | 0 | 0 | 0.47708 | 0.45322 | 0 | 0 | 1.4545 | 3.2446 | 0 | 0.47708 | -0.47708 | 4.1172 | 68.6205 | 0.20069 | 0.49855 | 0 | 0 | 3.2446
2007-05-24 02:00 | 0 | 0 | -135.4846 | 90 | 0 | 0 | 0.13145 | 0.13145 | 0 | 0 | 0 | 0.13145 | 0 | 0 | 2.7756e-17 | 0 | 0 | 0.13836 | 0.13145 | 0 | 0 | 1.9846 | 2.7675 | 0 | 0.13836 | -0.13836 | 3.9714 | 66.1896 | 0.20069 | 0.14459 | 0 | 0 | 2.7675
2007-05-24 03:00 | 0 | 0 | -124.312 | 90 | 0 | 0 | 0.17801 | 0.17801 | 0 | 0 | 0 | 0.17801 | 0 | 0 | 2.7756e-17 | 0 | 0 | 0.18738 | 0.17801 | 0 | 0 | 2.1384 | 2.6292 | 0 | 0.18738 | -0.18738 | 3.7739 | 62.8977 | 0.20069 | 0.19581 | 0 | 0 | 2.6292
2007-05-24 04:00 | 0 | 0 | -117.4333 | 90 | 0 | 0 | 0.57432 | 0.57432 | 0 | 0 | 0 | 0.57432 | 0 | 0 | 0 | 0 | 0 | 0.60455 | 0.57432 | 0 | 0 | 2.3466 | 2.4418 | 0 | 0.60455 | -0.60455 | 3.1366 | 52.2769 | 0.20069 | 0.63176 | 0 | 0 | 2.4418
2007-05-24 05:00 | 0 | 0 | -113.0678 | 90 | 0 | 0 | 0.29257 | 0.29257 | 0 | 0 | 0 | 0.29257 | 0 | 0 | 0 | 0 | 0 | 0.30797 | 0.29257 | 0 | 0 | 3.0183 | 1.8372 | 0 | 0.30797 | -0.30797 | 2.812 | 46.8664 | 0.20069 | 0.32183 | 0 | 0 | 1.8372
2007-05-24 06:00 | 0.050574 | 2.9994 | -110.3295 | 90.16 | 0.013378 | 0.023866 | 0.35762 | 0.35762 | 0 | 0 | 0 | 0.35762 | 6.6735 | 0 | 0 | 0 | 0.023866 | 0.37644 | 0.35762 | 0 | 0 | 3.3605 | 1.5293 | 0 | 0.35258 | -0.35258 | 2.4403 | 40.6723 | 0.20069 | 0.39338 | 0.019093 | 0 | 1.5531
2007-05-24 07:00 | 0.26597 | 16.9649 | -108.8445 | 76.1333 | 0.22489 | 0.4012 | 0.49487 | 0.49487 | 0 | 0 | 0 | 0.49487 | 81.0719 | 0 | 0 | 0 | 0.4012 | 0.52091 | 0.49487 | 0 | 0 | 3.7522 | 1.1767 | 0 | 0.11971 | -0.11971 | 2.3142 | 38.5691 | 0.20069 | 0.54435 | 0.32096 | 0 | 1.5779
2007-05-24 08:00 | 0.48614 | 31.0047 | -108.6084 | 62.2392 | 0.44471 | 0.79336 | 0.23409 | 0.23409 | 0 | 0 | 0 | 0.23409 | 338.9141 | 0 | 0 | 0 | 0.79336 | 0.24641 | 0.23409 | 0 | 0 | 3.8852 | 1.057 | 0.54695 | 0 | 0.54695 | 2.833 | 47.2172 | 0.20054 | 0.2575 | 0.63469 | 0 | 1.8503
2007-05-24 09:00 | 0.65189 | 44.9974 | -110.1026 | 48.6887 | 0.61426 | 1.0958 | 1.8867 | 1.8867 | 1.7 | 0 | 0.5202 | 1.8867 | 58.081 | 0 | 0 | 0 | 1.0958 | 0.19656 | 0.18673 | 0 | 0 | 3.3383 | 1.5492 | 0.89927 | 0 | 0.89927 | 3.6862 | 61.4359 | 0.20064 | 2.0754 | 0.87667 | 1.7 | 2.6451
2007-05-24 10:00 | 0.74872 | 58.7159 | -115.0215 | 35.9506 | 0.71623 | 1.2777 | 1.7776 | 1.7776 | 1.7 | 0 | 0.5202 | 1.7776 | 71.8806 | 0 | 0 | 0 | 1.2777 | 0.081681 | 0.077597 | 0 | 0 | 2.439 | 2.3586 | 1.1961 | 0 | 1.1961 | 4.8208 | 80.3473 | 0.20079 | 1.9554 | 1.0222 | 1.7 | 3.6363
2007-05-24 11:00 | 1.0163 | 71.3766 | -129.9064 | 25.3481 | 0.97266 | 1.7352 | 0.0072598 | 0.0072598 | 0 | 0 | 0 | 0.0072598 | 23901.9 | 0.48463 | 0 | 0 | 1.7352 | 0.0076419 | 0.0072598 | 0 | 0 | 1.2429 | 3.435 | 1.2429 | 0 | 1.2429 | 6 | 100 | 0.20045 | 0.0079857 | 1.3882 | 0 | 5.1703
2007-05-24 12:00 | 0.8831 | 78.4759 | -179.227 | 20.5561 | 0.84986 | 1.5161 | 0 | 0 | 0 | 0 | 0 | 0 | 0 | 1.5161 | 0 | 0 | 1.5161 | 0 | 0 | 0 | 0 | 0 | 4.5537 | 0 | 0 | 0 | 6 | 100 | 0.20045 | 0 | 1.2129 | 0 | 6.0698
2007-05-24 13:00 | 0.94866 | 71.6254 | 130.4831 | 25.1608 | 0.90862 | 1.621 | 1.388 | 1.388 | 0.425 | 0 | 0.17213 | 1.388 | 116.7898 | 0.60735 | 0 | 0 | 1.621 | 1.0136 | 0.96295 | 0 | 0 | 0 | 4.5537 | 0 | 0 | 0 | 6 | 100 | 0.20045 | 1.5267 | 1.2968 | 1.7 | 6.1747
2007-05-24 14:00 | 0.83524 | 59.0108 | 115.1987 | 35.6867 | 0.7956 | 1.4193 | 0 | 0 | 0 | 0 | 0 | 0 | 0 | 1.4193 | 0 | 0 | 1.4193 | 0 | 0 | 0 | 0 | 0 | 4.5537 | 0 | 0 | 0 | 6 | 100 | 0.20045 | 0 | 1.1355 | 0 | 5.973
2007-05-24 15:00 | 0.67209 | 45.3033 | 110.1636 | 48.3973 | 0.63272 | 1.1288 | 0 | 0 | 0 | 0 | 0 | 0 | 0 | 1.1288 | 0 | 0 | 1.1288 | 0 | 0 | 0 | 0 | 0 | 4.5537 | 0 | 0 | 0 | 6 | 100 | 0.20045 | 0 | 0.90302 | 0 | 5.6825
2007-05-24 16:00 | 0.4656 | 31.3134 | 108.6196 | 61.9365 | 0.42822 | 0.76394 | 0.23592 | 0.23592 | 0 | 0 | 0 | 0.23592 | 323.8198 | 0.51561 | 0 | 0 | 0.76394 | 0.24833 | 0.23592 | 0 | 0 | 0 | 4.5537 | 0 | 0 | 0 | 6 | 100 | 0.20045 | 0.25951 | 0.61116 | 0 | 5.3176
2007-05-24 17:00 | 0.2321 | 17.2732 | 108.8251 | 75.8258 | 0.20425 | 0.36439 | 1.8976 | 1.8976 | 1.5514 | 0 | 0.47964 | 1.8976 | 19.2024 | 1.1102e-16 | 0 | 0 | 0.36439 | 0.36439 | 0.34617 | 0 | 0 | 0 | 4.5537 | 0 | 0 | 0 | 6 | 100 | 0.20045 | 2.0874 | 0.29151 | 1.7 | 4.9181
2007-05-24 18:00 | 0.035931 | 3.3049 | 110.284 | 89.8511 | 0.027817 | 0.049626 | 0.11089 | 0.11089 | 0 | 0 | 0 | 0.11089 | 44.7527 | 0 | 0 | 0 | 0.049626 | 0.11673 | 0.11089 | 0 | 0 | 0 | 4.5537 | 0 | 0.0671 | -0.0671 | 5.9293 | 98.8212 | 0.20045 | 0.12198 | 0.039701 | 0 | 4.6033
2007-05-24 19:00 | 0 | 0 | 112.9922 | 90 | 0 | 0 | 0 | 0 | 0 | 0 | 0 | 0 | 0 | 0 | 0 | 0 | 0 | 0 | 0 | 0 | 0 | 0.074556 | 4.4866 | 0 | 0 | 0 | 5.9293 | 98.8212 | 0.20045 | 0 | 0 | 0 | 4.4866
2007-05-24 20:00 | 0 | 0 | 117.3148 | 90 | 0 | 0 | 1.0678 | 1.0678 | 0 | 0 | 0 | 1.0678 | 0 | 0 | 0 | 0 | 0 | 1.124 | 1.0678 | 0 | 0 | 0.074556 | 4.4866 | 0 | 1.124 | -1.124 | 4.7444 | 79.0739 | 0.20045 | 1.1746 | 0 | 0 | 4.4866
2007-05-24 21:00 | 0 | 0 | 124.1233 | 90 | 0 | 0 | 1.3193 | 1.3193 | 1.7 | 0 | 0.5202 | 1.3193 | 0 | 0 | 0 | 0 | 0 | 0 | 0 | 0.3807 | 0.36167 | 1.3235 | 3.3626 | 0.36167 | 0 | 0.36167 | 5.0876 | 84.7923 | 0.2005 | 1.4512 | 0 | 1.7 | 3.3626
2007-05-24 22:00 | 0 | 0 | 135.1735 | 90 | 0 | 0 | 0.30199 | 0.30199 | 0 | 0 | 0 | 0.30199 | 0 | 0 | 0 | 0 | 0 | 0.31788 | 0.30199 | 0 | 0 | 0.96182 | 3.6881 | 0 | 0.31788 | -0.31788 | 4.7525 | 79.2078 | 0.2005 | 0.33219 | 0 | 0 | 3.6881
2007-05-24 23:00 | 0 | 0 | 153.352 | 90 | 0 | 0 | 0.24789 | 0.24789 | 0 | 0 | 0 | 0.24789 | 0 | 0 | 2.7756e-17 | 0 | 0 | 0.26093 | 0.24789 | 0 | 0 | 1.315 | 3.3702 | 0 | 0.26093 | -0.26093 | 4.4774 | 74.6236 | 0.2005 | 0.27268 | 0 | 0 | 3.3702
2007-05-25 | 0 | 0 | 179.6504 | 90 | 0 | 0 | 0.25347 | 0.25347 | 0 | 0 | 0 | 0.25347 | 0 | 0 | 5.5511e-17 | 0 | 0 | 0.26682 | 0.25347 | 0 | 0 | 1.6049 | 3.1092 | 0 | 0.26682 | -0.26682 | 4.1962 | 69.9362 | 0.2005 | 0.27882 | 0 | 0 | 3.1092
2007-05-25 01:00 | 0 | 0 | -154.0467 | 90 | 0 | 0 | 0.28733 | 0.28733 | 0 | 0 | 0 | 0.28733 | 0 | 0 | 0 | 0 | 0 | 0.30245 | 0.28733 | 0 | 0 | 1.9014 | 2.8424 | 0 | 0.30245 | -0.30245 | 3.8774 | 64.6227 | 0.2005 | 0.31606 | 0 | 0 | 2.8424
2007-05-25 02:00 | 0 | 0 | -135.7169 | 90 | 0 | 0 | 0.28921 | 0.28921 | 0 | 0 | 0 | 0.28921 | 0 | 0 | 0 | 0 | 0 | 0.30444 | 0.28921 | 0 | 0 | 2.2375 | 2.54 | 0 | 0.30444 | -0.30444 | 3.5565 | 59.2743 | 0.2005 | 0.31814 | 0 | 0 | 2.54
2007-05-25 03:00 | 0 | 0 | -124.5325 | 90 | 0 | 0 | 0.037297 | 0.037297 | 0 | 0 | 0 | 0.037297 | 0 | 0 | 6.9389e-18 | 0 | 0 | 0.03926 | 0.037297 | 0 | 0 | 2.5757 | 2.2355 | 0 | 0.03926 | -0.03926 | 3.5151 | 58.5846 | 0.2005 | 0.041027 | 0 | 0 | 2.2355
2007-05-25 04:00 | 0 | 0 | -117.6374 | 90 | 0 | 0 | 0 | 0 | 0 | 0 | 0 | 0 | 0 | 0 | 0 | 0 | 0 | 0 | 0 | 0 | 0 | 2.6193 | 2.1963 | 0 | 0 | 0 | 3.5151 | 58.5846 | 0.2005 | 0 | 0 | 0 | 2.1963
2007-05-25 05:00 | 0 | 0 | -113.2619 | 90 | 0 | 0 | 0 | 0 | 0 | 0 | 0 | 0 | 0 | 0 | 0 | 0 | 0 | 0 | 0 | 0 | 0 | 2.6193 | 2.1963 | 0 | 0 | 0 | 3.5151 | 58.5846 | 0.2005 | 0 | 0 | 0 | 2.1963
2007-05-25 06:00 | 0.038946 | 3.0087 | -110.5222 | 90.1791 | 0.024156 | 0.043094 | 0.27129 | 0.27129 | 0 | 0 | 0 | 0.27129 | 15.8848 | 0 | 0 | 0 | 0.043094 | 0.28557 | 0.27129 | 0 | 0 | 2.6193 | 2.1963 | 0 | 0.24248 | -0.24248 | 3.2595 | 54.3248 | 0.2005 | 0.29842 | 0.034475 | 0 | 2.2394
2007-05-25 07:00 | 0.2854 | 16.9572 | -109.0457 | 76.1703 | 0.23824 | 0.42502 | 1.0537 | 1.0537 | 0 | 0 | 0 | 1.0537 | 40.3343 | 0 | 0 | 0 | 0.42502 | 1.1092 | 1.0537 | 0 | 0 | 2.8888 | 1.9538 | 0 | 0.68419 | -0.68419 | 2.5383 | 42.3049 | 0.2005 | 1.1591 | 0.34002 | 0 | 2.3788
2007-05-25 08:00 | 0.39171 | 30.9796 | -108.8312 | 62.2961 | 0.36697 | 0.65468 | 1.6036 | 1.6036 | 1.7 | 0 | 0.5202 | 1.6036 | 40.8265 | 0 | 0 | 0 | 0.65468 | 0 | 0 | 0.096437 | 0.091615 | 3.649 | 1.2696 | 0.74629 | 0 | 0.74629 | 3.2463 | 54.1048 | 0.2006 | 1.7639 | 0.52374 | 1.7 | 1.9243
2007-05-25 09:00 | 0.62874 | 44.9516 | -110.3672 | 48.7703 | 0.59331 | 1.0585 | 2.5441 | 2.5441 | 1.7 | 0 | 0.5202 | 2.5441 | 41.6046 | 0 | 0 | 0 | 1.0585 | 0.88854 | 0.84411 | 0 | 0 | 2.9027 | 1.9413 | 0.16993 | 0 | 0.16993 | 3.4075 | 56.7916 | 0.20062 | 2.7985 | 0.84677 | 1.7 | 2.9997
2007-05-25 10:00 | 0.74935 | 58.6406 | -115.3627 | 36.0665 | 0.71636 | 1.278 | 1.9268 | 1.9268 | 1.7 | 0 | 0.5202 | 1.9268 | 66.327 | 0 | 0 | 0 | 1.278 | 0.23872 | 0.22679 | 0 | 0 | 2.7327 | 2.0942 | 1.0393 | 0 | 1.0393 | 4.3934 | 73.2237 | 0.20074 | 2.1195 | 1.0224 | 1.7 | 3.3722
2007-05-25 11:00 | 0.71728 | 71.2478 | -130.3538 | 25.5118 | 0.6952 | 1.2402 | 0 | 0 | 0.4771 | 0 | 0.18635 | 0 | 0 | 0 | 0 | 0 | 1.2402 | 0 | 0 | 0.4771 | 0.45325 | 1.6935 | 3.0295 | 1.6935 | 0 | 1.6935 | 6 | 100 | 0.2003 | 0 | 0.99219 | 1.7 | 4.2698
2007-05-25 12:00 | 0.75986 | 78.2839 | -179.1458 | 20.748 | 0.7364 | 1.3137 | 1.9975 | 1.9975 | 0.74946 | 0 | 0.2607 | 1.9975 | 65.7688 | 0 | 0 | 0 | 1.3137 | 1.3137 | 1.248 | 0 | 0 | 0 | 4.5537 | 0 | 0 | 0 | 6 | 100 | 0.2003 | 2.1973 | 1.051 | 1.7 | 5.8674
2007-05-25 13:00 | 0.77737 | 71.5257 | 131.0047 | 25.3026 | 0.75002 | 1.338 | 0.069111 | 0.069111 | 0 | 0 | 0 | 0.069111 | 1936.077 | 1.2653 | 0 | 0 | 1.338 | 0.072748 | 0.069111 | 0 | 0 | 0 | 4.5537 | 0 | 0 | 0 | 6 | 100 | 0.2003 | 0.076022 | 1.0704 | 0 | 5.8917
2007-05-25 14:00 | 0.78851 | 58.9714 | 115.5648 | 35.7708 | 0.75218 | 1.3419 | 1.5437 | 1.5437 | 0.425 | 0 | 0.17213 | 1.5437 | 86.9249 | 0.16427 | 0 | 0 | 1.3419 | 1.1776 | 1.1187 | 0 | 0 | 0 | 4.5537 | 0 | 0 | 0 | 6 | 100 | 0.2003 | 1.6981 | 1.0735 | 1.7 | 5.8956
2007-05-25 15:00 | 0.63416 | 45.295 | 110.4373 | 48.4433 | 0.59857 | 1.0679 | 0.21434 | 0.21434 | 0 | 0 | 0 | 0.21434 | 498.1969 | 0.84223 | 0 | 0 | 1.0679 | 0.22562 | 0.21434 | 0 | 0 | 0 | 4.5537 | 0 | 0 | 0 | 6 | 100 | 0.2003 | 0.23578 | 0.85428 | 0 | 5.6215
2007-05-25 16:00 | 0.28351 | 31.3263 | 108.8446 | 61.9562 | 0.27617 | 0.49268 | 0.91314 | 0.91314 | 0 | 0 | 0 | 0.91314 | 53.9543 | 0 | 1.1102e-16 | 0 | 0.49268 | 0.9612 | 0.91314 | 0 | 0 | 0 | 4.5537 | 0 | 0.46852 | -0.46852 | 5.5061 | 91.7689 | 0.2003 | 1.0045 | 0.39414 | 0 | 5.0464
2007-05-25 17:00 | 0.15296 | 17.3035 | 109.0244 | 75.8249 | 0.1473 | 0.26279 | 1.559 | 1.559 | 1.7 | 0 | 0.5202 | 1.559 | 16.8566 | 0 | 0 | 0 | 0.26279 | 0 | 0 | 0.14104 | 0.13398 | 0.52058 | 4.0852 | 0.39677 | 0 | 0.39677 | 5.8826 | 98.0424 | 0.20035 | 1.7149 | 0.21023 | 1.7 | 4.348
2007-05-25 18:00 | 0.029892 | 3.3519 | 110.4712 | 89.8321 | 0.026683 | 0.047602 | 1.0321 | 1.0321 | 0 | 0 | 0 | 1.0321 | 4.6121 | 0 | 2.2204e-16 | 0 | 0.047602 | 1.0864 | 1.0321 | 0 | 0 | 0.12381 | 4.4423 | 0 | 1.0388 | -1.0388 | 4.7876 | 79.7924 | 0.20035 | 1.1353 | 0.038081 | 0 | 4.4899
2007-05-25 19:00 | 0 | 0 | 113.1768 | 90 | 0 | 0 | 0.98991 | 0.98991 | 0 | 0 | 0 | 0.98991 | 0 | 0 | 1.1102e-16 | 0 | 0 | 1.042 | 0.98991 | 0 | 0 | 1.278 | 3.4034 | 0 | 1.042 | -1.042 | 3.6892 | 61.4862 | 0.20035 | 1.0889 | 0 | 0 | 3.4034
2007-05-25 20:00 | 0 | 0 | 117.5039 | 90 | 0 | 0 | 0 | 0 | 0 | 0 | 0 | 0 | 0 | 0 | 0 | 0 | 0 | 0 | 0 | 0 | 0 | 2.4358 | 2.3614 | 0 | 0 | 0 | 3.6892 | 61.4862 | 0.20035 | 0 | 0 | 0 | 2.3614
2007-05-25 21:00 | 0 | 0 | 124.32 | 90 | 0 | 0 | 1.0312 | 1.0312 | 0 | 0 | 0 | 1.0312 | 0 | 0 | 2.2204e-16 | 0 | 0 | 1.0854 | 1.0312 | 0 | 0 | 2.4358 | 2.3614 | 0 | 1.0854 | -1.0854 | 2.545 | 42.4172 | 0.20035 | 1.1343 | 0 | 0 | 2.3614
2007-05-25 22:00 | 0 | 0 | 135.3672 | 90 | 0 | 0 | 0.1088 | 0.1088 | 0 | 0 | 0 | 0.1088 | 0 | 0 | 1.3878e-17 | 0 | 0 | 0.11452 | 0.1088 | 0 | 0 | 3.6419 | 1.276 | 0 | 0.11452 | -0.11452 | 2.4243 | 40.4052 | 0.20035 | 0.11968 | 0 | 0 | 1.276
2007-05-25 23:00 | 0 | 0 | 153.4864 | 90 | 0 | 0 | 0.25078 | 0.25078 | 0 | 0 | 0 | 0.25078 | 0 | 0 | 5.5511e-17 | 0 | 0 | 0.26398 | 0.25078 | 0 | 0 | 3.7691 | 1.1615 | 0 | 0.26398 | -0.26398 | 2.1461 | 35.7676 | 0.20035 | 0.27586 | 0 | 0 | 1.1615
2007-05-26 | 0 | 0 | 179.6103 | 90 | 0 | 0 | 0 | 0 | 0 | 0 | 0 | 0 | 0 | 0 | 0 | 0 | 0 | 0 | 0 | 0 | 0 | 4.0624 | 0.89751 | 0 | 0 | 0 | 2.1461 | 35.7676 | 0.20035 | 0 | 0 | 0 | 0.89751
2007-05-26 01:00 | 0 | 0 | -154.2372 | 90 | 0 | 0 | 0.29373 | 0.29373 | 0 | 0 | 0 | 0.29373 | 0 | 0 | 5.5511e-17 | 0 | 0 | 0.30919 | 0.29373 | 0 | 0 | 4.0624 | 0.89751 | 0 | 0.30919 | -0.30919 | 1.8201 | 30.3357 | 0.20035 | 0.3231 | 0 | 0 | 0.89751
2007-05-26 02:00 | 0 | 0 | -135.9434 | 90 | 0 | 0 | 0 | 0 | 0 | 0 | 0 | 0 | 0 | 0 | 0 | 0 | 0 | 0 | 0 | 0 | 0 | 4.406 | 0.58832 | 0 | 0 | 0 | 1.8201 | 30.3357 | 0.20035 | 0 | 0 | 0 | 0.58832
2007-05-26 03:00 | 0 | 0 | -124.7471 | 90 | 0 | 0 | 0 | 0 | 0 | 0 | 0 | 0 | 0 | 0 | 0 | 0 | 0 | 0 | 0 | 0 | 0 | 4.406 | 0.58832 | 0 | 0 | 0 | 1.8201 | 30.3357 | 0.20035 | 0 | 0 | 0 | 0.58832
2007-05-26 04:00 | 0 | 0 | -117.8358 | 90 | 0 | 0 | 0.66419 | 0.66419 | 1.7 | 0 | 0.5202 | 0.66419 | 0 | 0 | 0 | 0 | 0 | 0 | 0 | 1.0358 | 0.98402 | 4.406 | 0.58832 | 0.98402 | 0 | 0.98402 | 2.7537 | 45.8944 | 0.20051 | 0.73061 | 0 | 1.7 | 0.58832
2007-05-26 05:00 | 0 | 0 | -113.4504 | 90 | 0 | 0 | 0 | 0 | 1.4526 | 0 | 0.45267 | 0 | 0 | 0 | 0 | 0 | 0 | 0 | 0 | 1.4526 | 1.38 | 3.4219 | 1.4739 | 1.38 | 0 | 1.38 | 4.0629 | 67.7141 | 0.20056 | 0 | 0 | 1.7 | 1.4739
2007-05-26 06:00 | 0.013104 | 3.0152 | -110.7092 | 90.2001 | 0.012825 | 0.02288 | 0.096836 | 0.096836 | 1.5495 | 0 | 0.4791 | 0.096836 | 23.628 | 0 | 0 | 0 | 0.02288 | 0 | 0 | 1.4526 | 1.38 | 2.0419 | 2.7159 | 1.4029 | 0 | 1.4029 | 5.3937 | 89.8955 | 0.20064 | 0.10652 | 0.018304 | 1.7 | 2.7388
2007-05-26 07:00 | 0.13703 | 16.9471 | -109.2407 | 76.2088 | 0.13318 | 0.2376 | 0.96259 | 0.96259 | 0 | 0 | 0 | 0.96259 | 24.6831 | 0 | 2.2204e-16 | 0 | 0.2376 | 1.0133 | 0.96259 | 0 | 0 | 0.63907 | 3.9785 | 0 | 0.77566 | -0.77566 | 4.5761 | 76.2687 | 0.20064 | 1.0588 | 0.19008 | 0 | 4.2161
2007-05-26 08:00 | 0.36976 | 30.9523 | -109.0467 | 62.3539 | 0.3489 | 0.62244 | 2.7675 | 2.7675 | 1.7 | 0 | 0.5202 | 2.7675 | 22.4908 | 0 | 0 | 0 | 0.62244 | 1.1237 | 1.0675 | 0 | 0 | 1.5009 | 3.2029 | 0 | 0.50127 | -0.50127 | 4.0477 | 67.4622 | 0.20064 | 3.0443 | 0.49795 | 1.7 | 3.8253
2007-05-26 09:00 | 0.31417 | 44.9042 | -110.6223 | 48.8521 | 0.31061 | 0.55412 | 1.3808 | 1.3808 | 1.7 | 0 | 0.5202 | 1.3808 | 40.1321 | 0 | 0 | 0 | 0.55412 | 0 | 0 | 0.31925 | 0.30329 | 2.0579 | 2.7016 | 0.85741 | 0 | 0.85741 | 4.8612 | 81.019 | 0.20076 | 1.5188 | 0.4433 | 1.7 | 3.2557
2007-05-26 10:00 | 0.57825 | 58.5645 | -115.6901 | 36.1814 | 0.56217 | 1.0029 | 0.26002 | 0.26002 | 0 | 0 | 0 | 0.26002 | 385.7117 | 0 | 0 | 0 | 1.0029 | 0.2737 | 0.26002 | 0 | 0 | 1.2005 | 3.4733 | 0.72921 | 0 | 0.72921 | 5.5529 | 92.5489 | 0.20056 | 0.28602 | 0.80233 | 0 | 4.4762
2007-05-26 11:00 | 0.72393 | 71.1201 | -130.7764 | 25.6722 | 0.70095 | 1.2505 | 0 | 0 | 0 | 0 | 0 | 0 | 0 | 0.77924 | 0 | 0 | 1.2505 | 0 | 0 | 0 | 0 | 0.47125 | 4.1296 | 0.47125 | 0 | 0.47125 | 6 | 100 | 0.20043 | 0 | 1.0004 | 0 | 5.3801
2007-05-26 12:00 | 0.66357 | 78.098 | -179.0571 | 20.9338 | 0.64781 | 1.1557 | 0 | 0 | 0 | 0 | 0 | 0 | 0 | 1.1557 | 0 | 0 | 1.1557 | 0 | 0 | 0 | 0 | 0 | 4.5537 | 0 | 0 | 0 | 6 | 100 | 0.20043 | 0 | 0.92456 | 0 | 5.7094
2007-05-26 13:00 | 0.59043 | 71.4298 | 131.5093 | 25.4389 | 0.57852 | 1.0321 | 0 | 0 | 0 | 0 | 0 | 0 | 0 | 1.0321 | 0 | 0 | 1.0321 | 0 | 0 | 0 | 0 | 0 | 4.5537 | 0 | 0 | 0 | 6 | 100 | 0.20043 | 0 | 0.82566 | 0 | 5.5858
2007-05-26 14:00 | 0.48343 | 58.9347 | 115.9199 | 35.8507 | 0.47496 | 0.84733 | 1.4402 | 1.4402 | 0.63528 | 0 | 0.22953 | 1.4402 | 58.8324 | 1.1102e-16 | 0 | 0 | 0.84733 | 0.84733 | 0.80497 | 0 | 0 | 0 | 4.5537 | 0 | 0 | 0 | 6 | 100 | 0.20043 | 1.5843 | 0.67787 | 1.7 | 5.401
2007-05-26 15:00 | 0.44717 | 45.2889 | 110.7027 | 48.4859 | 0.43449 | 0.77512 | 0.506 | 0.506 | 0 | 0 | 0 | 0.506 | 153.1862 | 0.24249 | 0 | 0 | 0.77512 | 0.53263 | 0.506 | 0 | 0 | 0 | 4.5537 | 0 | 0 | 0 | 6 | 100 | 0.20043 | 0.5566 | 0.6201 | 0 | 5.3288
2007-05-26 16:00 | 0.22335 | 31.3409 | 109.0626 | 61.9731 | 0.22044 | 0.39326 | 1.8982 | 1.8982 | 1.5247 | 0 | 0.47233 | 1.8982 | 20.7168 | 5.5511e-17 | 0 | 0 | 0.39326 | 0.39326 | 0.37359 | 0 | 0 | 0 | 4.5537 | 0 | 0 | 0 | 6 | 100 | 0.20043 | 2.0881 | 0.31461 | 1.7 | 4.9469
2007-05-26 17:00 | 0.18197 | 17.3353 | 109.2172 | 75.8217 | 0.17016 | 0.30357 | 1.6895 | 1.6895 | 1.4011 | 0 | 0.43859 | 1.6895 | 17.9684 | 1.1102e-16 | 0 | 0 | 0.30357 | 0.30357 | 0.28839 | 0 | 0 | 0 | 4.5537 | 0 | 0 | 0 | 6 | 100 | 0.20043 | 1.8584 | 0.24286 | 1.7 | 4.8573
2007-05-26 18:00 | 0.028255 | 3.3998 | 110.652 | 89.8112 | 0.025925 | 0.04625 | 0.53306 | 0.53306 | 0 | 0 | 0 | 0.53306 | 8.6764 | 0 | 0 | 0 | 0.04625 | 0.56112 | 0.53306 | 0 | 0 | 0 | 4.5537 | 0 | 0.51486 | -0.51486 | 5.4573 | 90.9548 | 0.20043 | 0.58637 | 0.037 | 0 | 4.5999
2007-05-26 19:00 | 0 | 0 | 113.3548 | 90 | 0 | 0 | 0 | 0 | 0 | 0 | 0 | 0 | 0 | 0 | 0 | 0 | 0 | 0 | 0 | 0 | 0 | 0.57207 | 4.0388 | 0 | 0 | 0 | 5.4573 | 90.9548 | 0.20043 | 0 | 0 | 0 | 4.0388
2007-05-26 20:00 | 0 | 0 | 117.6856 | 90 | 0 | 0 | 0.98979 | 0.98979 | 0 | 0 | 0 | 0.98979 | 0 | 0 | 1.1102e-16 | 0 | 0 | 1.0419 | 0.98979 | 0 | 0 | 0.57207 | 4.0388 | 0 | 1.0419 | -1.0419 | 4.359 | 72.6507 | 0.20043 | 1.0888 | 0 | 0 | 4.0388
2007-05-26 21:00 | 0 | 0 | 124.5083 | 90 | 0 | 0 | 0 | 0 | 0 | 0 | 0 | 0 | 0 | 0 | 0 | 0 | 0 | 0 | 0 | 0 | 0 | 1.7297 | 2.9969 | 0 | 0 | 0 | 4.359 | 72.6507 | 0.20043 | 0 | 0 | 0 | 2.9969
2007-05-26 22:00 | 0 | 0 | 135.5512 | 90 | 0 | 0 | 0.18233 | 0.18233 | 0 | 0 | 0 | 0.18233 | 0 | 0 | 0 | 0 | 0 | 0.19192 | 0.18233 | 0 | 0 | 1.7297 | 2.9969 | 0 | 0.19192 | -0.19192 | 4.1567 | 69.279 | 0.20043 | 0.20056 | 0 | 0 | 2.9969
2007-05-26 23:00 | 0 | 0 | 153.6112 | 90 | 0 | 0 | 0 | 0 | 0 | 0 | 0 | 0 | 0 | 0 | 0 | 0 | 0 | 0 | 0 | 0 | 0 | 1.943 | 2.805 | 0 | 0 | 0 | 4.1567 | 69.279 | 0.20043 | 0 | 0 | 0 | 2.805
2007-05-27 | 0 | 0 | 179.5668 | 90 | 0 | 0 | 0 | 0 | 0 | 0 | 0 | 0 | 0 | 0 | 0 | 0 | 0 | 0 | 0 | 0 | 0 | 1.943 | 2.805 | 0 | 0 | 0 | 4.1567 | 69.279 | 0.20043 | 0 | 0 | 0 | 2.805
2007-05-27 01:00 | 0 | 0 | -154.4242 | 90 | 0 | 0 | 0.29207 | 0.29207 | 0 | 0 | 0 | 0.29207 | 0 | 0 | 0 | 0 | 0 | 0.30744 | 0.29207 | 0 | 0 | 1.943 | 2.805 | 0 | 0.30744 | -0.30744 | 3.8327 | 63.8778 | 0.20043 | 0.32128 | 0 | 0 | 2.805
2007-05-27 02:00 | 0 | 0 | -136.1641 | 90 | 0 | 0 | 0.69654 | 0.69654 | 0 | 0 | 0 | 0.69654 | 0 | 0 | 1.1102e-16 | 0 | 0 | 0.7332 | 0.69654 | 0 | 0 | 2.2846 | 2.4976 | 0 | 0.7332 | -0.7332 | 3.0598 | 50.9969 | 0.20043 | 0.76619 | 0 | 0 | 2.4976
2007-05-27 03:00 | 0 | 0 | -124.9558 | 90 | 0 | 0 | 0.26127 | 0.26127 | 0 | 0 | 0 | 0.26127 | 0 | 0 | 0 | 0 | 0 | 0.27503 | 0.26127 | 0 | 0 | 3.0992 | 1.7644 | 0 | 0.27503 | -0.27503 | 2.7699 | 46.1651 | 0.20043 | 0.2874 | 0 | 0 | 1.7644
2007-05-27 04:00 | 0 | 0 | -118.0284 | 90 | 0 | 0 | 0 | 0 | 0 | 0 | 0 | 0 | 0 | 0 | 0 | 0 | 0 | 0 | 0 | 0 | 0 | 3.4048 | 1.4893 | 0 | 0 | 0 | 2.7699 | 46.1651 | 0.20043 | 0 | 0 | 0 | 1.4893
2007-05-27 05:00 | 0 | 0 | -113.6332 | 90 | 0 | 0 | 0.038768 | 0.038768 | 0 | 0 | 0 | 0.038768 | 0 | 0 | 6.9389e-18 | 0 | 0 | 0.040808 | 0.038768 | 0 | 0 | 3.4048 | 1.4893 | 0 | 0.040808 | -0.040808 | 2.7269 | 45.4482 | 0.20043 | 0.042644 | 0 | 0 | 1.4893
2007-05-27 06:00 | 0.047005 | 3.0188 | -110.8902 | 90.223 | 0.017293 | 0.030852 | 0.34041 | 0.34041 | 0 | 0 | 0 | 0.34041 | 9.0631 | 0 | 5.5511e-17 | 0 | 0.030852 | 0.35833 | 0.34041 | 0 | 0 | 3.4502 | 1.4485 | 0 | 0.32747 | -0.32747 | 2.3817 | 39.6951 | 0.20043 | 0.37445 | 0.024681 | 0 | 1.4794
2007-05-27 07:00 | 0.23046 | 16.9344 | -109.4293 | 76.2488 | 0.20071 | 0.35806 | 0 | 0 | 0 | 0 | 0 | 0 | 0 | 0 | 0 | 0 | 0.35806 | 0 | 0 | 0 | 0 | 3.814 | 1.1211 | 0.35806 | 0 | 0.35806 | 2.7214 | 45.3565 | 0.20033 | 0 | 0.28645 | 0 | 1.4791
2007-05-27 08:00 | 0.42995 | 30.923 | -109.2548 | 62.4127 | 0.39704 | 0.70831 | 1.7298 | 1.7298 | 1.7 | 0 | 0.5202 | 1.7298 | 40.9472 | 0 | 0 | 0 | 0.70831 | 0.031383 | 0.029814 | 0 | 0 | 3.456 | 1.4433 | 0.67693 | 0 | 0.67693 | 3.3636 | 56.0596 | 0.20041 | 1.9028 | 0.56665 | 1.7 | 2.1516
2007-05-27 09:00 | 0.65129 | 44.8552 | -110.868 | 48.9341 | 0.61232 | 1.0924 | 2.7049 | 2.7049 | 1.7 | 0 | 0.5202 | 2.7049 | 40.3848 | 0 | 0 | 0 | 1.0924 | 1.0578 | 1.0049 | 0 | 0 | 2.779 | 2.0526 | 0.034571 | 0 | 0.034571 | 3.3964 | 56.6063 | 0.20042 | 2.9754 | 0.8739 | 1.7 | 3.1449
2007-05-27 10:00 | 0.83112 | 58.4876 | -116.0037 | 36.2951 | 0.79007 | 1.4095 | 0 | 0 | 1.4053 | 0 | 0.43973 | 0 | 0 | 0 | 0 | 0 | 1.4095 | 0 | 0 | 1.4053 | 1.335 | 2.7445 | 2.0837 | 2.7445 | 0 | 2.7445 | 6 | 100 | 0.20008 | 0 | 1.1276 | 1.7 | 3.4931
2007-05-27 11:00 | 0.93404 | 70.9937 | -131.1749 | 25.8291 | 0.8933 | 1.5936 | 0.83783 | 0.83783 | 0 | 0 | 0 | 0.83783 | 190.21 | 0.71171 | 0 | 0 | 1.5936 | 0.88193 | 0.83783 | 0 | 0 | 0 | 4.5537 | 0 | 0 | 0 | 6 | 100 | 0.20008 | 0.92162 | 1.2749 | 0 | 6.1473
2007-05-27 12:00 | 1.063 | 77.9182 | -178.9616 | 21.1134 | 1.0176 | 1.8155 | 0.62329 | 0.62329 | 0 | 0 | 0 | 0.62329 | 291.269 | 1.1594 | 0 | 0 | 1.8155 | 0.6561 | 0.62329 | 0 | 0 | 0 | 4.5537 | 0 | 0 | 0 | 6 | 100 | 0.20008 | 0.68562 | 1.4524 | 0 | 6.3691
2007-05-27 13:00 | 1.0557 | 71.3379 | 131.9973 | 25.5697 | 1.0087 | 1.7994 | 2.4169 | 2.4169 | 1.0369 | 0 | 0.33918 | 2.4169 | 74.452 | 0.3468 | 0 | 0 | 1.7994 | 1.4526 | 1.38 | 0 | 0 | 0 | 4.5537 | 0 | 0 | 0 | 6 | 100 | 0.20008 | 2.6586 | 1.4395 | 1.7 | 6.3531
2007-05-27 14:00 | 0.90721 | 58.9007 | 116.264 | 35.9264 | 0.86149 | 1.5369 | 0.64456 | 0.64456 | 0 | 0 | 0 | 0.64456 | 238.4395 | 0.85841 | 0 | 0 | 1.5369 | 0.67849 | 0.64456 | 0 | 0 | 0 | 4.5537 | 0 | 0 | 0 | 6 | 100 | 0.20008 | 0.70902 | 1.2295 | 0 | 6.0906
2007-05-27 15:00 | 0.70238 | 45.285 | 110.9597 | 48.5251 | 0.65872 | 1.1752 | 0 | 0 | 0 | 0 | 0 | 0 | 0 | 1.1752 | 0 | 0 | 1.1752 | 0 | 0 | 0 | 0 | 0 | 4.5537 | 0 | 0 | 0 | 6 | 100 | 0.20008 | 0 | 0.94013 | 0 | 5.7288
2007-05-27 16:00 | 0.45304 | 31.3574 | 109.2735 | 61.9871 | 0.41687 | 0.7437 | 1.1251 | 1.1251 | 0 | 0 | 0 | 1.1251 | 66.0991 | 0 | 0 | 0 | 0.7437 | 1.1844 | 1.1251 | 0 | 0 | 0 | 4.5537 | 0 | 0.44065 | -0.44065 | 5.5355 | 92.2586 | 0.20008 | 1.2376 | 0.59496 | 0 | 5.2974
2007-05-27 17:00 | 0.22652 | 17.3684 | 109.4035 | 75.8161 | 0.20034 | 0.35741 | 0.5783 | 0.5783 | 0 | 0 | 0 | 0.5783 | 61.8025 | 0 | 1.1102e-16 | 0 | 0.35741 | 0.60874 | 0.5783 | 0 | 0 | 0.48961 | 4.113 | 0 | 0.25133 | -0.25133 | 5.2706 | 87.8431 | 0.20008 | 0.63613 | 0.28592 | 0 | 4.4704
2007-05-27 18:00 | 0.052109 | 3.4488 | 110.8265 | 89.7884 | 0.019908 | 0.035516 | 0 | 0 | 0 | 0 | 0 | 0 | 0 | 0 | 0 | 0 | 0.035516 | 0 | 0 | 0 | 0 | 0.76887 | 3.8617 | 0.035516 | 0 | 0.035516 | 5.3043 | 88.4047 | 0.20007 | 0 | 0.028413 | 0 | 3.8972
2007-05-27 19:00 | 0 | 0 | 113.5261 | 90 | 0 | 0 | 1.1557 | 1.1557 | 0 | 0 | 0 | 1.1557 | 0 | 0 | 2.2204e-16 | 0 | 0 | 1.2165 | 1.1557 | 0 | 0 | 0.73335 | 3.8937 | 0 | 1.2165 | -1.2165 | 4.022 | 67.0331 | 0.20007 | 1.2712 | 0 | 0 | 3.8937
2007-05-27 20:00 | 0 | 0 | 117.8601 | 90 | 0 | 0 | 1.6213 | 1.6213 | 1.7 | 0 | 0.5202 | 1.6213 | 0 | 0 | 0 | 0 | 0 | 0 | 0 | 0.078653 | 0.074721 | 2.085 | 2.6772 | 0.074721 | 0 | 0.074721 | 4.0929 | 68.2145 | 0.20008 | 1.7835 | 0 | 1.7 | 2.6772
2007-05-27 21:00 | 0 | 0 | 124.6882 | 90 | 0 | 0 | 0 | 0 | 1.4526 | 0 | 0.45267 | 0 | 0 | 0 | 0 | 0 | 0 | 0 | 0 | 1.4526 | 1.38 | 2.0103 | 2.7444 | 1.38 | 0 | 1.38 | 5.4021 | 90.0342 | 0.20013 | 0 | 0 | 1.7 | 2.7444
2007-05-27 22:00 | 0 | 0 | 135.7255 | 90 | 0 | 0 | 0.22415 | 0.22415 | 0 | 0 | 0 | 0.22415 | 0 | 0 | 2.7756e-17 | 0 | 0 | 0.23594 | 0.22415 | 0 | 0 | 0.63029 | 3.9864 | 0 | 0.23594 | -0.23594 | 5.1534 | 85.8891 | 0.20013 | 0.24656 | 0 | 0 | 3.9864
2007-05-27 23:00 | 0 | 0 | 153.7265 | 90 | 0 | 0 | 0 | 0 | 0 | 0 | 0 | 0 | 0 | 0 | 0 | 0 | 0 | 0 | 0 | 0 | 0 | 0.89245 | 3.7505 | 0 | 0 | 0 | 5.1534 | 85.8891 | 0.20013 | 0 | 0 | 0 | 3.7505
2007-05-28 | 0 | 0 | 179.52 | 90 | 0 | 0 | 0.017916 | 0.017916 | 0 | 0 | 0 | 0.017916 | 0 | 0 | 3.4694e-18 | 0 | 0 | 0.018858 | 0.017916 | 0 | 0 | 0.89245 | 3.7505 | 0 | 0.018858 | -0.018858 | 5.1335 | 85.5578 | 0.20013 | 0.019707 | 0 | 0 | 3.7505
2007-05-28 01:00 | 0 | 0 | -154.6075 | 90 | 0 | 0 | 0.14256 | 0.14256 | 0 | 0 | 0 | 0.14256 | 0 | 0 | 0 | 0 | 0 | 0.15007 | 0.14256 | 0 | 0 | 0.91341 | 3.7316 | 0 | 0.15007 | -0.15007 | 4.9753 | 82.9214 | 0.20013 | 0.15682 | 0 | 0 | 3.7316
2007-05-28 02:00 | 0 | 0 | -136.3789 | 90 | 0 | 0 | 0.4436 | 0.4436 | 0 | 0 | 0 | 0.4436 | 0 | 0 | 5.5511e-17 | 0 | 0 | 0.46695 | 0.4436 | 0 | 0 | 1.0801 | 3.5816 | 0 | 0.46695 | -0.46695 | 4.4831 | 74.7179 | 0.20013 | 0.48796 | 0 | 0 | 3.5816
2007-05-28 03:00 | 0 | 0 | -125.1586 | 90 | 0 | 0 | 0.39036 | 0.39036 | 0 | 0 | 0 | 0.39036 | 0 | 0 | 5.5511e-17 | 0 | 0 | 0.41091 | 0.39036 | 0 | 0 | 1.599 | 3.1146 | 0 | 0.41091 | -0.41091 | 4.0499 | 67.499 | 0.20013 | 0.4294 | 0 | 0 | 3.1146
2007-05-28 04:00 | 0 | 0 | -118.2153 | 90 | 0 | 0 | 0 | 0 | 0 | 0 | 0 | 0 | 0 | 0 | 0 | 0 | 0 | 0 | 0 | 0 | 0 | 2.0555 | 2.7037 | 0 | 0 | 0 | 4.0499 | 67.499 | 0.20013 | 0 | 0 | 0 | 2.7037
2007-05-28 05:00 | 0 | 0 | -113.8102 | 90 | 0 | 0 | 0.15914 | 0.15914 | 0 | 0 | 0 | 0.15914 | 0 | 0 | 0 | 0 | 0 | 0.16752 | 0.15914 | 0 | 0 | 2.0555 | 2.7037 | 0 | 0.16752 | -0.16752 | 3.8734 | 64.5559 | 0.20013 | 0.17506 | 0 | 0 | 2.7037
2007-05-28 06:00 | 0.035084 | 3.0197 | -111.0654 | 90.2478 | 0.025666 | 0.045789 | 0.34816 | 0.34816 | 0 | 0 | 0 | 0.34816 | 13.1514 | 0 | 0 | 0 | 0.045789 | 0.36649 | 0.34816 | 0 | 0 | 2.2417 | 2.5362 | 0 | 0.3207 | -0.3207 | 3.5353 | 58.9218 | 0.20013 | 0.38298 | 0.036631 | 0 | 2.582
2007-05-28 07:00 | 0.16922 | 16.9195 | -109.6115 | 76.2901 | 0.15938 | 0.28433 | 1.4838 | 1.4838 | 1.7 | 0 | 0.5202 | 1.4838 | 19.1625 | 0 | 0 | 0 | 0.28433 | 0 | 0 | 0.21619 | 0.20538 | 2.598 | 2.2155 | 0.48972 | 0 | 0.48972 | 3.9999 | 66.6649 | 0.20019 | 1.6322 | 0.22747 | 1.7 | 2.4998
2007-05-28 08:00 | 0.19535 | 30.8917 | -109.4554 | 62.4723 | 0.1934 | 0.34502 | 0 | 0 | 1.4526 | 0 | 0.45267 | 0 | 0 | 0 | 0 | 0 | 0.34502 | 0 | 0 | 1.4526 | 1.38 | 2.1083 | 2.6562 | 1.725 | 0 | 1.725 | 5.6364 | 93.9398 | 0.20015 | 0 | 0.27601 | 1.7 | 3.0012
2007-05-28 09:00 | 0.46085 | 44.8048 | -111.1042 | 49.0161 | 0.44599 | 0.79564 | 0.87662 | 0.87662 | 0 | 0 | 0 | 0.87662 | 90.763 | 0 | 0 | 0 | 0.79564 | 0.92275 | 0.87662 | 0 | 0 | 0.38328 | 4.2087 | 0 | 0.12711 | -0.12711 | 5.5024 | 91.7067 | 0.20015 | 0.96428 | 0.63651 | 0 | 5.0044
2007-05-28 10:00 | 0.76466 | 58.4102 | -116.3035 | 36.4076 | 0.72892 | 1.3004 | 0.40549 | 0.40549 | 0 | 0 | 0 | 0.40549 | 320.6951 | 0.34904 | 0 | 0 | 1.3004 | 0.42683 | 0.40549 | 0 | 0 | 0.52452 | 4.0816 | 0.52452 | 0 | 0.52452 | 6 | 100 | 0.20001 | 0.44604 | 1.0403 | 0 | 5.382
2007-05-28 11:00 | 0.46599 | 70.8688 | -131.5497 | 25.9824 | 0.46056 | 0.82165 | 0.14884 | 0.14884 | 0 | 0 | 0 | 0.14884 | 552.0394 | 0.66497 | 0 | 0 | 0.82165 | 0.15667 | 0.14884 | 0 | 0 | 0 | 4.5537 | 0 | 0 | 0 | 6 | 100 | 0.20001 | 0.16372 | 0.65732 | 0 | 5.3753
2007-05-28 12:00 | 0.48867 | 77.7446 | -178.8595 | 21.2868 | 0.48297 | 0.86161 | 1.684 | 1.684 | 0.86548 | 0 | 0.29238 | 1.684 | 51.1643 | 0 | 0 | 0 | 0.86161 | 0.86161 | 0.81853 | 0 | 0 | 0 | 4.5537 | 0 | 0 | 0 | 6 | 100 | 0.20001 | 1.8524 | 0.68929 | 1.7 | 5.4153
2007-05-28 13:00 | 0.73728 | 71.2501 | 132.4691 | 25.6949 | 0.71263 | 1.2713 | 1.7337 | 1.7337 | 0.52592 | 0 | 0.19968 | 1.7337 | 73.3313 | 0 | 0 | 0 | 1.2713 | 1.2713 | 1.2078 | 0 | 0 | 0 | 4.5537 | 0 | 0 | 0 | 6 | 100 | 0.20001 | 1.907 | 1.0171 | 1.7 | 5.825
2007-05-28 14:00 | 0.65933 | 58.8696 | 116.5971 | 35.9978 | 0.63489 | 1.1326 | 1.5171 | 1.5171 | 0.4411 | 0 | 0.17652 | 1.5171 | 74.6581 | 0 | 0 | 0 | 1.1326 | 1.1326 | 1.076 | 0 | 0 | 0 | 4.5537 | 0 | 0 | 0 | 6 | 100 | 0.20001 | 1.6688 | 0.90611 | 1.7 | 5.6863
2007-05-28 15:00 | 0.51937 | 45.2833 | 111.2083 | 48.561 | 0.49781 | 0.88809 | 1.0557 | 1.0557 | 0 | 0 | 0 | 1.0557 | 84.1189 | 0 | 0 | 0 | 0.88809 | 1.1113 | 1.0557 | 0 | 0 | 0 | 4.5537 | 0 | 0.22323 | -0.22323 | 5.7647 | 96.0782 | 0.20001 | 1.1613 | 0.71047 | 0 | 5.4418
2007-05-28 16:00 | 0.3105 | 31.3756 | 109.4773 | 61.9984 | 0.29974 | 0.53473 | 0 | 0 | 0 | 0 | 0 | 0 | 0 | 0.2867 | 0 | 0 | 0.53473 | 0 | 0 | 0 | 0 | 0.24803 | 4.3305 | 0.24803 | 0 | 0.24803 | 6 | 100 | 0.19994 | 0 | 0.42778 | 0 | 4.8652
2007-05-28 17:00 | 0.118 | 17.4029 | 109.5832 | 75.8082 | 0.11612 | 0.20715 | 0 | 0 | 0 | 0 | 0 | 0 | 0 | 0.20715 | 0 | 0 | 0.20715 | 0 | 0 | 0 | 0 | 0 | 4.5537 | 0 | 0 | 0 | 6 | 100 | 0.19994 | 0 | 0.16572 | 0 | 4.7608
2007-05-28 18:00 | 0.034926 | 3.4986 | 110.9945 | 89.7637 | 0.02882 | 0.051415 | 1.0054 | 1.0054 | 0 | 0 | 0 | 1.0054 | 5.114 | 0 | 0 | 0 | 0.051415 | 1.0583 | 1.0054 | 0 | 0 | 0 | 4.5537 | 0 | 1.0069 | -1.0069 | 4.9387 | 82.3112 | 0.19994 | 1.1059 | 0.041132 | 0 | 4.6051
2007-05-28 19:00 | 0 | 0 | 113.6907 | 90 | 0 | 0 | 1.2933 | 1.2933 | 1.7 | 0 | 0.5202 | 1.2933 | 0 | 0 | 0 | 0 | 0 | 0 | 0 | 0.40666 | 0.38633 | 1.1187 | 3.5468 | 0.38633 | 0 | 0.38633 | 5.3052 | 88.4195 | 0.2 | 1.4227 | 0 | 1.7 | 3.5468
2007-05-28 20:00 | 0 | 0 | 118.0273 | 90 | 0 | 0 | 0.66695 | 0.66695 | 0 | 0 | 0 | 0.66695 | 0 | 0 | 1.1102e-16 | 0 | 0 | 0.70205 | 0.66695 | 0 | 0 | 0.73242 | 3.8945 | 0 | 0.70205 | -0.70205 | 4.5652 | 76.0858 | 0.2 | 0.73364 | 0 | 0 | 3.8945
2007-05-28 21:00 | 0 | 0 | 124.8598 | 90 | 0 | 0 | 1.909 | 1.909 | 1.7 | 0 | 0.5202 | 1.909 | 0 | 0 | 0 | 0 | 0 | 0.22002 | 0.20902 | 0 | 0 | 1.5125 | 3.1925 | 0 | 0.22002 | -0.22002 | 4.3332 | 72.2204 | 0.2 | 2.0999 | 0 | 1.7 | 3.1925
2007-05-28 22:00 | 0 | 0 | 135.8902 | 90 | 0 | 0 | 0.38922 | 0.38922 | 1.7 | 0 | 0.5202 | 0.38922 | 0 | 0 | 0 | 0 | 0 | 0 | 0 | 1.3108 | 1.2452 | 1.7569 | 2.9724 | 1.2452 | 0 | 1.2452 | 5.5146 | 91.9093 | 0.20019 | 0.42814 | 0 | 1.7 | 2.9724
2007-05-28 23:00 | 0 | 0 | 153.8327 | 90 | 0 | 0 | 0.070462 | 0.070462 | 0 | 0 | 0 | 0.070462 | 0 | 0 | 1.3878e-17 | 0 | 0 | 0.07417 | 0.070462 | 0 | 0 | 0.5117 | 4.0932 | 0 | 0.07417 | -0.07417 | 5.4364 | 90.6063 | 0.20019 | 0.077508 | 0 | 0 | 4.0932
2007-05-29 | 0 | 0 | 179.47 | 90 | 0 | 0 | 0 | 0 | 0 | 0 | 0 | 0 | 0 | 0 | 0 | 0 | 0 | 0 | 0 | 0 | 0 | 0.59411 | 4.019 | 0 | 0 | 0 | 5.4364 | 90.6063 | 0.20019 | 0 | 0 | 0 | 4.019
2007-05-29 01:00 | 0 | 0 | -154.7872 | 90 | 0 | 0 | 0 | 0 | 0 | 0 | 0 | 0 | 0 | 0 | 0 | 0 | 0 | 0 | 0 | 0 | 0 | 0.59411 | 4.019 | 0 | 0 | 0 | 5.4364 | 90.6063 | 0.20019 | 0 | 0 | 0 | 4.019
2007-05-29 02:00 | 0 | 0 | -136.5878 | 90 | 0 | 0 | 0.26904 | 0.26904 | 0 | 0 | 0 | 0.26904 | 0 | 0 | 0 | 0 | 0 | 0.2832 | 0.26904 | 0 | 0 | 0.59411 | 4.019 | 0 | 0.2832 | -0.2832 | 5.1379 | 85.6309 | 0.20019 | 0.29595 | 0 | 0 | 4.019
2007-05-29 03:00 | 0 | 0 | -125.3553 | 90 | 0 | 0 | 0 | 0 | 0 | 0 | 0 | 0 | 0 | 0 | 0 | 0 | 0 | 0 | 0 | 0 | 0 | 0.90878 | 3.7358 | 0 | 0 | 0 | 5.1379 | 85.6309 | 0.20019 | 0 | 0 | 0 | 3.7358
2007-05-29 04:00 | 0 | 0 | -118.3963 | 90 | 0 | 0 | 0.16816 | 0.16816 | 0 | 0 | 0 | 0.16816 | 0 | 0 | 0 | 0 | 0 | 0.17701 | 0.16816 | 0 | 0 | 0.90878 | 3.7358 | 0 | 0.17701 | -0.17701 | 4.9513 | 82.5211 | 0.20019 | 0.18498 | 0 | 0 | 3.7358
2007-05-29 05:00 | 0 | 0 | -113.9815 | 90 | 0 | 0 | 0 | 0 | 0 | 0 | 0 | 0 | 0 | 0 | 0 | 0 | 0 | 0 | 0 | 0 | 0 | 1.1055 | 3.5588 | 0 | 0 | 0 | 4.9513 | 82.5211 | 0.20019 | 0 | 0 | 0 | 3.5588
2007-05-29 06:00 | 0.021657 | 3.0178 | -111.2346 | 90.2744 | 0.020718 | 0.03696 | 0 | 0 | 0 | 0 | 0 | 0 | 0 | 0 | 0 | 0 | 0.03696 | 0 | 0 | 0 | 0 | 1.1055 | 3.5588 | 0.03696 | 0 | 0.03696 | 4.9863 | 83.1055 | 0.20018 | 0 | 0.029568 | 0 | 3.5957
2007-05-29 07:00 | 0.29421 | 16.9022 | -109.7872 | 76.3328 | 0.2429 | 0.43333 | 1.4591 | 1.4591 | 1.7 | 0 | 0.5202 | 1.4591 | 29.699 | 0 | 0 | 0 | 0.43333 | 0 | 0 | 0.24093 | 0.22888 | 1.0685 | 3.592 | 0.66221 | 0 | 0.66221 | 5.6146 | 93.5759 | 0.20027 | 1.605 | 0.34666 | 1.7 | 4.0254
2007-05-29 08:00 | 0.33839 | 30.8586 | -109.6485 | 62.5325 | 0.32248 | 0.5753 | 3.4279 | 3.08 | 1.7 | 0 | 0.5202 | 3.08 | 18.6786 | 2.2204e-16 | 0.34786 | 0.69064 | 0.5753 | 1.4526 | 1.38 | 0 | 0 | 0.4063 | 4.188 | 0 | 0.87733 | -0.87733 | 4.6898 | 78.1628 | 0.20027 | 3.7706 | 0.46024 | 1.7 | 4.7633
2007-05-29 09:00 | 0.65918 | 44.7531 | -111.3309 | 49.098 | 0.61843 | 1.1033 | 0.61823 | 0.61823 | 0.88218 | 0 | 0.29694 | 0.61823 | 178.4555 | 0 | 0 | 0 | 1.1033 | 0 | 0 | 0.26395 | 0.25075 | 1.3811 | 3.3107 | 1.354 | 0 | 1.354 | 5.9743 | 99.5717 | 0.20009 | 0.68006 | 0.88262 | 1.7 | 4.414
2007-05-29 10:00 | 0.82159 | 58.3323 | -116.5895 | 36.5187 | 0.78037 | 1.3922 | 1.8511 | 1.8511 | 0.55429 | 0 | 0.20742 | 1.8511 | 75.2073 | 6.9389e-17 | 0 | 0 | 1.3922 | 1.3651 | 1.2968 | 0 | 0 | 0.027089 | 4.5293 | 0.027089 | 0 | 0.027089 | 6 | 100 | 0.20009 | 2.0362 | 1.1137 | 1.7 | 5.9215
2007-05-29 11:00 | 0.82269 | 70.7456 | -131.9015 | 26.132 | 0.78966 | 1.4088 | 0.32057 | 0.32057 | 0 | 0 | 0 | 0.32057 | 439.4568 | 1.0713 | 0 | 0 | 1.4088 | 0.33744 | 0.32057 | 0 | 0 | 0 | 4.5537 | 0 | 0 | 0 | 6 | 100 | 0.20009 | 0.35262 | 1.127 | 0 | 5.9624
2007-05-29 12:00 | 0.89408 | 77.5773 | -178.7512 | 21.454 | 0.85786 | 1.5304 | 2.3088 | 2.3088 | 0.92878 | 0 | 0.30966 | 2.3088 | 66.2869 | 0.077787 | 0 | 0 | 1.5304 | 1.4526 | 1.38 | 0 | 0 | 0 | 4.5537 | 0 | 0 | 0 | 6 | 100 | 0.20009 | 2.5397 | 1.2243 | 1.7 | 6.0841
2007-05-29 13:00 | 0.62242 | 71.1665 | 132.9249 | 25.8145 | 0.60768 | 1.0841 | 2.2598 | 2.2598 | 1.2299 | 0 | 0.39186 | 2.2598 | 47.9734 | 0 | 0 | 0 | 1.0841 | 1.0841 | 1.0299 | 0 | 0 | 0 | 4.5537 | 0 | 0 | 0 | 6 | 100 | 0.20009 | 2.4858 | 0.86727 | 1.7 | 5.6378
2007-05-29 14:00 | 0.5314 | 58.8414 | 116.9192 | 36.0649 | 0.51916 | 0.92618 | 1.4658 | 1.4658 | 0.58592 | 0 | 0.21605 | 1.4658 | 63.1865 | 0 | 0 | 0 | 0.92618 | 0.92618 | 0.87987 | 0 | 0 | 0 | 4.5537 | 0 | 0 | 0 | 6 | 100 | 0.20009 | 1.6124 | 0.74094 | 1.7 | 5.4799
2007-05-29 15:00 | 0.60295 | 45.2839 | 111.4484 | 48.5934 | 0.5699 | 1.0167 | 1.5318 | 1.5318 | 0.56592 | 0 | 0.2106 | 1.5318 | 66.3737 | 2.2204e-16 | 0 | 0 | 1.0167 | 1.0167 | 0.96586 | 0 | 0 | 0 | 4.5537 | 0 | 0 | 0 | 6 | 100 | 0.20009 | 1.685 | 0.81336 | 1.7 | 5.5704
2007-05-29 16:00 | 0.2361 | 31.3955 | 109.6738 | 62.0069 | 0.23246 | 0.41471 | 3.1259 | 3.08 | 1.7 | 0 | 0.5202 | 3.08 | 13.4644 | 0 | 0.045896 | 0.35849 | 0.41471 | 1.4526 | 1.38 | 0 | 0 | 0 | 4.5537 | 0 | 1.0379 | -1.0379 | 4.9059 | 81.7655 | 0.20009 | 3.4385 | 0.33176 | 1.7 | 4.9684
2007-05-29 17:00 | 0.16155 | 17.4386 | 109.7563 | 75.7981 | 0.15436 | 0.27538 | 1.2366 | 1.2366 | 0 | 0 | 0 | 1.2366 | 22.2682 | 0 | 2.2204e-16 | 0 | 0.27538 | 1.3017 | 1.2366 | 0 | 0 | 1.1533 | 3.5158 | 0 | 1.0263 | -1.0263 | 3.8241 | 63.7346 | 0.20009 | 1.3603 | 0.2203 | 0 | 3.7911
2007-05-29 18:00 | 0.041816 | 3.5493 | 111.156 | 89.7371 | 0.028522 | 0.050882 | 0.43569 | 0.43569 | 0 | 0 | 0 | 0.43569 | 11.6787 | 0 | 5.5511e-17 | 0 | 0.050882 | 0.45862 | 0.43569 | 0 | 0 | 2.2936 | 2.4894 | 0 | 0.40773 | -0.40773 | 3.3943 | 56.5715 | 0.20009 | 0.47925 | 0.040706 | 0 | 2.5403
2007-05-29 19:00 | 0 | 0 | 113.8486 | 90 | 0 | 0 | 0.49546 | 0.49546 | 0 | 0 | 0 | 0.49546 | 0 | 0 | 5.5511e-17 | 0 | 0 | 0.52153 | 0.49546 | 0 | 0 | 2.7467 | 2.0817 | 0 | 0.52153 | -0.52153 | 2.8446 | 47.4091 | 0.20009 | 0.545 | 0 | 0 | 2.0817
2007-05-29 20:00 | 0 | 0 | 118.1871 | 90 | 0 | 0 | 2.5454 | 2.5454 | 1.7 | 0 | 0.5202 | 2.5454 | 0 | 0 | 0 | 0 | 0 | 0.88986 | 0.84537 | 0 | 0 | 3.3261 | 1.5602 | 0 | 0.88986 | -0.88986 | 1.9066 | 31.7758 | 0.20009 | 2.7999 | 0 | 1.7 | 1.5602
2007-05-29 21:00 | 0 | 0 | 125.023 | 90 | 0 | 0 | 0.095831 | 0.095831 | 1.5485 | 0 | 0.47883 | 0.095831 | 0 | 0 | 0 | 0 | 0 | 0 | 0 | 1.4526 | 1.38 | 4.3149 | 0.67029 | 1.38 | 0 | 1.38 | 3.2157 | 53.5955 | 0.20018 | 0.10541 | 0 | 1.7 | 0.67029
2007-05-29 22:00 | 0 | 0 | 136.0453 | 90 | 0 | 0 | 0.024632 | 0.024632 | 1.4773 | 0 | 0.45939 | 0.024632 | 0 | 2.2204e-16 | 0 | 0 | 0 | 0 | 0 | 1.4526 | 1.38 | 2.9349 | 1.9123 | 1.38 | 0 | 1.38 | 4.5249 | 75.4151 | 0.20024 | 0.027096 | 0 | 1.7 | 1.9123
2007-05-29 23:00 | 0 | 0 | 153.9298 | 90 | 0 | 0 | 0.15997 | 0.15997 | 1.6126 | 0 | 0.49634 | 0.15997 | 0 | 0 | 0 | 0 | 0 | 0 | 0 | 1.4526 | 1.38 | 1.5549 | 3.1543 | 1.38 | 0 | 1.38 | 5.8341 | 97.2348 | 0.20035 | 0.17596 | 0 | 1.7 | 3.1543
2007-05-30 | 0 | 0 | 179.4169 | 90 | 0 | 0 | 0.072996 | 0.072996 | 0 | 0 | 0 | 0.072996 | 0 | 0 | 1.3878e-17 | 0 | 0 | 0.076838 | 0.072996 | 0 | 0 | 0.17489 | 4.3963 | 0 | 0.076838 | -0.076838 | 5.7531 | 95.8849 | 0.20035 | 0.080295 | 0 | 0 | 4.3963
2007-05-30 01:00 | 0 | 0 | -154.9633 | 90 | 0 | 0 | 0.20756 | 0.20756 | 0 | 0 | 0 | 0.20756 | 0 | 0 | 2.7756e-17 | 0 | 0 | 0.21849 | 0.20756 | 0 | 0 | 0.26026 | 4.3195 | 0 | 0.21849 | -0.21849 | 5.5228 | 92.0465 | 0.20035 | 0.22832 | 0 | 0 | 4.3195
2007-05-30 02:00 | 0 | 0 | -136.791 | 90 | 0 | 0 | 0 | 0 | 0 | 0 | 0 | 0 | 0 | 0 | 0 | 0 | 0 | 0 | 0 | 0 | 0 | 0.50302 | 4.101 | 0 | 0 | 0 | 5.5228 | 92.0465 | 0.20035 | 0 | 0 | 0 | 4.101
2007-05-30 03:00 | 0 | 0 | -125.5459 | 90 | 0 | 0 | 0.25073 | 0.25073 | 0 | 0 | 0 | 0.25073 | 0 | 0 | 0 | 0 | 0 | 0.26393 | 0.25073 | 0 | 0 | 0.50302 | 4.101 | 0 | 0.26393 | -0.26393 | 5.2446 | 87.4097 | 0.20035 | 0.27581 | 0 | 0 | 4.101
2007-05-30 04:00 | 0 | 0 | -118.5714 | 90 | 0 | 0 | 0 | 0 | 0 | 0 | 0 | 0 | 0 | 0 | 0 | 0 | 0 | 0 | 0 | 0 | 0 | 0.79628 | 3.837 | 0 | 0 | 0 | 5.2446 | 87.4097 | 0.20035 | 0 | 0 | 0 | 3.837
2007-05-30 05:00 | 0 | 0 | -114.147 | 90 | 0 | 0 | 0.25772 | 0.25772 | 0 | 0 | 0 | 0.25772 | 0 | 0 | 0 | 0 | 0 | 0.27128 | 0.25772 | 0 | 0 | 0.79628 | 3.837 | 0 | 0.27128 | -0.27128 | 4.9586 | 82.6438 | 0.20035 | 0.28349 | 0 | 0 | 3.837
2007-05-30 06:00 | 0.046043 | 3.0132 | -111.3978 | 90.3028 | 0.018069 | 0.032235 | 0 | 0 | 0 | 0 | 0 | 0 | 0 | 0 | 0 | 0 | 0.032235 | 0 | 0 | 0 | 0 | 1.0977 | 3.5658 | 0.032235 | 0 | 0.032235 | 4.9892 | 83.1535 | 0.20034 | 0 | 0.025788 | 0 | 3.598
2007-05-30 07:00 | 0.30919 | 16.8827 | -109.9563 | 76.3767 | 0.25423 | 0.45355 | 0 | 0 | 0 | 0 | 0 | 0 | 0 | 0 | 0 | 0 | 0.45355 | 0 | 0 | 0 | 0 | 1.0655 | 3.5948 | 0.45355 | 0 | 0.45355 | 5.4195 | 90.3248 | 0.20022 | 0 | 0.36284 | 0 | 4.0483
2007-05-30 08:00 | 0.55187 | 30.8238 | -109.8339 | 62.5934 | 0.49926 | 0.89068 | 2.3204 | 2.3204 | 1.7 | 0 | 0.5202 | 2.3204 | 38.3848 | 0 | 0 | 0 | 0.89068 | 0.65304 | 0.62039 | 0 | 0 | 0.61192 | 4.003 | 0.23764 | 0 | 0.23764 | 5.6449 | 94.0822 | 0.20025 | 2.5524 | 0.71254 | 1.7 | 4.8936
2007-05-30 09:00 | 0.77912 | 44.7002 | -111.5479 | 49.1797 | 0.72755 | 1.2979 | 1.3798 | 1.3798 | 0.50236 | 0 | 0.19325 | 1.3798 | 94.0643 | 5.5511e-17 | 0 | 0 | 1.2979 | 0.92367 | 0.87748 | 0 | 0 | 0.37428 | 4.2168 | 0.37428 | 0 | 0.37428 | 6 | 100 | 0.20018 | 1.5178 | 1.0384 | 1.7 | 5.5148
2007-05-30 10:00 | 0.94514 | 58.2542 | -116.8617 | 36.6283 | 0.89547 | 1.5975 | 0.62509 | 0.62509 | 0 | 0 | 0 | 0.62509 | 255.5674 | 0.93953 | 0 | 0 | 1.5975 | 0.65799 | 0.62509 | 0 | 0 | 0 | 4.5537 | 0 | 0 | 0 | 6 | 100 | 0.20018 | 0.6876 | 1.278 | 0 | 6.1512
2007-05-30 11:00 | 1.0314 | 70.6243 | -132.2306 | 26.2778 | 0.98389 | 1.7553 | 1.4449 | 1.4449 | 0.425 | 0 | 0.17213 | 1.4449 | 121.4821 | 0.68171 | 0 | 0 | 1.7553 | 1.0735 | 1.0199 | 0 | 0 | 0 | 4.5537 | 0 | 0 | 0 | 6 | 100 | 0.20018 | 1.5894 | 1.4042 | 1.7 | 6.3089
2007-05-30 12:00 | 1.0477 | 77.4161 | -178.637 | 21.6149 | 1.0016 | 1.7869 | 0 | 0 | 0 | 0 | 0 | 0 | 0 | 1.7869 | 0 | 0 | 1.7869 | 0 | 0 | 0 | 0 | 0 | 4.5537 | 0 | 0 | 0 | 6 | 100 | 0.20018 | 0 | 1.4295 | 0 | 6.3406
2007-05-30 13:00 | 0.95928 | 71.0872 | 133.3651 | 25.9285 | 0.91579 | 1.6338 | 0 | 0 | 0 | 0 | 0 | 0 | 0 | 1.6338 | 0 | 0 | 1.6338 | 0 | 0 | 0 | 0 | 0 | 4.5537 | 0 | 0 | 0 | 6 | 100 | 0.20018 | 0 | 1.307 | 0 | 6.1875
2007-05-30 14:00 | 0.90078 | 58.816 | 117.2303 | 36.1277 | 0.85407 | 1.5237 | 0.89856 | 0.89856 | 0 | 0 | 0 | 0.89856 | 169.567 | 0.57781 | 0 | 0 | 1.5237 | 0.94585 | 0.89856 | 0 | 0 | 0 | 4.5537 | 0 | 0 | 0 | 6 | 100 | 0.20018 | 0.98841 | 1.2189 | 0 | 6.0773
2007-05-30 15:00 | 0.65026 | 45.2866 | 111.6801 | 48.6224 | 0.61095 | 1.0899 | 0.8274 | 0.8274 | 0 | 0 | 0 | 0.8274 | 131.7309 | 0.21899 | 0 | 0 | 1.0899 | 0.87095 | 0.8274 | 0 | 0 | 0 | 4.5537 | 0 | 0 | 0 | 6 | 100 | 0.20018 | 0.91014 | 0.87195 | 0 | 5.6436
2007-05-30 16:00 | 0.39522 | 31.4171 | 109.8631 | 62.0126 | 0.36962 | 0.65939 | 2.4593 | 2.4593 | 1.7 | 0 | 0.5202 | 2.4593 | 26.8119 | 1.1102e-16 | 0 | 0 | 0.65939 | 0.79929 | 0.75933 | 0 | 0 | 0 | 4.5537 | 0 | 0.1399 | -0.1399 | 5.8525 | 97.5422 | 0.20018 | 2.7053 | 0.52752 | 1.7 | 5.2131
2007-05-30 17:00 | 0.24224 | 17.4757 | 109.9227 | 75.7857 | 0.21005 | 0.37472 | 1.3093 | 1.3093 | 1.101 | 0 | 0.35666 | 1.3093 | 28.6208 | 0 | 0 | 0 | 0.37472 | 0.21928 | 0.20831 | 0 | 0 | 0.15545 | 4.4138 | 0.15545 | 0 | 0.15545 | 6 | 100 | 0.2002 | 1.4402 | 0.29978 | 1.7 | 4.7885
2007-05-30 18:00 | 0.042812 | 3.6007 | 111.3109 | 89.7089 | 0.028657 | 0.051124 | 0 | 0 | 0 | 0 | 0 | 0 | 0 | 0.051124 | 0 | 0 | 0.051124 | 0 | 0 | 0 | 0 | 0 | 4.5537 | 0 | 0 | 0 | 6 | 100 | 0.2002 | 0 | 0.0409 | 0 | 4.6048
2007-05-30 19:00 | 0 | 0 | 113.9998 | 90 | 0 | 0 | 0 | 0 | 0 | 0 | 0 | 0 | 0 | 0 | 0 | 0 | 0 | 0 | 0 | 0 | 0 | 0 | 4.5537 | 0 | 0 | 0 | 6 | 100 | 0.2002 | 0 | 0 | 0 | 4.5537
2007-05-30 20:00 | 0 | 0 | 118.3396 | 90 | 0 | 0 | 1.3879 | 1.3879 | 1.3879 | 0 | 0.43498 | 1.3879 | 0 | 0 | 0 | 0 | 0 | 0 | 0 | 0 | 0 | 0 | 4.5537 | 0 | 0 | 0 | 6 | 100 | 0.2002 | 1.5266 | 0 | 1.7 | 4.5537
2007-05-30 21:00 | 0 | 0 | 125.1779 | 90 | 0 | 0 | 1.9343 | 1.9343 | 1.7 | 0 | 0.5202 | 1.9343 | 0 | 0 | 0 | 0 | 0 | 0.24665 | 0.23432 | 0 | 0 | 0 | 4.5537 | 0 | 0.24665 | -0.24665 | 5.74 | 95.6668 | 0.2002 | 2.1277 | 0 | 1.7 | 4.5537
2007-05-30 22:00 | 0 | 0 | 136.1911 | 90 | 0 | 0 | 0.027095 | 0.027095 | 0 | 0 | 0 | 0.027095 | 0 | 0 | 3.4694e-18 | 0 | 0 | 0.028521 | 0.027095 | 0 | 0 | 0.27405 | 4.307 | 0 | 0.028521 | -0.028521 | 5.71 | 95.1658 | 0.2002 | 0.029804 | 0 | 0 | 4.307
2007-05-30 23:00 | 0 | 0 | 154.0182 | 90 | 0 | 0 | 0.42639 | 0.42639 | 0 | 0 | 0 | 0.42639 | 0 | 0 | 5.5511e-17 | 0 | 0 | 0.44883 | 0.42639 | 0 | 0 | 0.30574 | 4.2785 | 0 | 0.44883 | -0.44883 | 5.2368 | 87.2806 | 0.2002 | 0.46903 | 0 | 0 | 4.2785
2007-05-31 | 0 | 0 | 179.361 | 90 | 0 | 0 | 0.085501 | 0.085501 | 0 | 0 | 0 | 0.085501 | 0 | 0 | 1.3878e-17 | 0 | 0 | 0.090001 | 0.085501 | 0 | 0 | 0.80445 | 3.8297 | 0 | 0.090001 | -0.090001 | 5.142 | 85.6994 | 0.2002 | 0.094051 | 0 | 0 | 3.8297
2007-05-31 01:00 | 0 | 0 | -155.1357 | 90 | 0 | 0 | 0.19354 | 0.19354 | 0 | 0 | 0 | 0.19354 | 0 | 0 | 0 | 0 | 0 | 0.20372 | 0.19354 | 0 | 0 | 0.90445 | 3.7397 | 0 | 0.20372 | -0.20372 | 4.9272 | 82.1204 | 0.2002 | 0.21289 | 0 | 0 | 3.7397
2007-05-31 02:00 | 0 | 0 | -136.9882 | 90 | 0 | 0 | 0.09822 | 0.09822 | 0 | 0 | 0 | 0.09822 | 0 | 0 | 0 | 0 | 0 | 0.10339 | 0.09822 | 0 | 0 | 1.1308 | 3.536 | 0 | 0.10339 | -0.10339 | 4.8182 | 80.304 | 0.2002 | 0.10804 | 0 | 0 | 3.536
2007-05-31 03:00 | 0 | 0 | -125.7305 | 90 | 0 | 0 | 0 | 0 | 0 | 0 | 0 | 0 | 0 | 0 | 0 | 0 | 0 | 0 | 0 | 0 | 0 | 1.2457 | 3.4326 | 0 | 0 | 0 | 4.8182 | 80.304 | 0.2002 | 0 | 0 | 0 | 3.4326
2007-05-31 04:00 | 0 | 0 | -118.7406 | 90 | 0 | 0 | 0.42404 | 0.42404 | 0 | 0 | 0 | 0.42404 | 0 | 0 | 5.5511e-17 | 0 | 0 | 0.44635 | 0.42404 | 0 | 0 | 1.2457 | 3.4326 | 0 | 0.44635 | -0.44635 | 4.3478 | 72.4624 | 0.2002 | 0.46644 | 0 | 0 | 3.4326
2007-05-31 05:00 | 0 | 0 | -114.3065 | 90 | 0 | 0 | 0.036435 | 0.036435 | 0 | 0 | 0 | 0.036435 | 0 | 0 | 0 | 0 | 0 | 0.038353 | 0.036435 | 0 | 0 | 1.7416 | 2.9862 | 0 | 0.038353 | -0.038353 | 4.3073 | 71.7886 | 0.2002 | 0.040079 | 0 | 0 | 2.9862
2007-05-31 06:00 | 0.033879 | 3.006 | -111.5548 | 90.3328 | 0.025704 | 0.045857 | 0 | 0 | 0 | 0 | 0 | 0 | 0 | 0 | 0 | 0 | 0.045857 | 0 | 0 | 0 | 0 | 1.7842 | 2.9479 | 0.045857 | 0 | 0.045857 | 4.3508 | 72.5136 | 0.20018 | 0 | 0.036685 | 0 | 2.9937
2007-05-31 07:00 | 0.13186 | 16.861 | -110.1188 | 76.4217 | 0.12841 | 0.22908 | 0.30253 | 0.30253 | 0 | 0 | 0 | 0.30253 | 75.7214 | 0 | 0 | 0 | 0.22908 | 0.31845 | 0.30253 | 0 | 0 | 1.7384 | 2.9891 | 0 | 0.089372 | -0.089372 | 4.2566 | 70.9435 | 0.20018 | 0.33278 | 0.18326 | 0 | 3.2182
2007-05-31 08:00 | 0.34568 | 30.7872 | -110.0117 | 62.6549 | 0.32808 | 0.5853 | 0 | 0 | 0 | 0 | 0 | 0 | 0 | 0 | 0 | 0 | 0.5853 | 0 | 0 | 0 | 0 | 1.8377 | 2.8998 | 0.5853 | 0 | 0.5853 | 4.8119 | 80.1979 | 0.20003 | 0 | 0.46824 | 0 | 3.4851
2007-05-31 09:00 | 0.41955 | 44.6462 | -111.7553 | 49.261 | 0.40861 | 0.72896 | 0.85052 | 0.85052 | 0 | 0 | 0 | 0.85052 | 85.7081 | 0 | 0 | 0 | 0.72896 | 0.89528 | 0.85052 | 0 | 0 | 1.2524 | 3.4265 | 0 | 0.16632 | -0.16632 | 4.6366 | 77.2759 | 0.20003 | 0.93557 | 0.58317 | 0 | 4.1555
2007-05-31 10:00 | 0.51477 | 58.176 | -117.1202 | 36.7362 | 0.50336 | 0.89799 | 0 | 0 | 0 | 0 | 0 | 0 | 0 | 0 | 0 | 0 | 0.89799 | 0 | 0 | 0 | 0 | 1.4372 | 3.2602 | 0.89799 | 0 | 0.89799 | 5.4885 | 91.4743 | 0.19979 | 0 | 0.71839 | 0 | 4.1582
2007-05-31 11:00 | 0.78533 | 70.505 | -132.5377 | 26.4196 | 0.75502 | 1.347 | 1.4578 | 1.4578 | 0.69044 | 0 | 0.24459 | 1.4578 | 92.3968 | 0 | 0 | 0 | 1.347 | 0.80775 | 0.76737 | 0 | 0 | 0.53921 | 4.0684 | 0.53921 | 0 | 0.53921 | 6 | 100 | 0.19976 | 1.6036 | 1.0776 | 1.7 | 5.4154
2007-05-31 12:00 | 0.8217 | 77.2613 | -178.5173 | 21.7694 | 0.79084 | 1.4109 | 1.2606 | 1.2606 | 0.425 | 0 | 0.17213 | 1.2606 | 111.9195 | 0.53128 | 0 | 0 | 1.4109 | 0.87957 | 0.8356 | 0 | 0 | 0 | 4.5537 | 0 | 0 | 0 | 6 | 100 | 0.19976 | 1.3867 | 1.1287 | 1.7 | 5.9645
2007-05-31 13:00 | 0.60635 | 71.0122 | 133.79 | 26.0367 | 0.59257 | 1.0572 | 0 | 0 | 0 | 0 | 0 | 0 | 0 | 1.0572 | 0 | 0 | 1.0572 | 0 | 0 | 0 | 0 | 0 | 4.5537 | 0 | 0 | 0 | 6 | 100 | 0.19976 | 0 | 0.84572 | 0 | 5.6108
2007-05-31 14:00 | 0.63534 | 58.7937 | 117.5304 | 36.1861 | 0.61276 | 1.0932 | 0.73416 | 0.73416 | 0 | 0 | 0 | 0.73416 | 148.9003 | 0.32037 | 0 | 0 | 1.0932 | 0.7728 | 0.73416 | 0 | 0 | 0 | 4.5537 | 0 | 0 | 0 | 6 | 100 | 0.19976 | 0.80757 | 0.87453 | 0 | 5.6469
2007-05-31 15:00 | 0.56326 | 45.2916 | 111.9032 | 48.648 | 0.53509 | 0.9546 | 2.2176 | 2.2176 | 1.3107 | 0 | 0.41393 | 2.2176 | 43.0466 | 1.1102e-16 | 0 | 0 | 0.9546 | 0.9546 | 0.90687 | 0 | 0 | 0 | 4.5537 | 0 | 0 | 0 | 6 | 100 | 0.19976 | 2.4393 | 0.76368 | 1.7 | 5.5083
2007-05-31 16:00 | 0.15002 | 31.4404 | 110.0451 | 62.0155 | 0.14895 | 0.26573 | 0.12244 | 0.12244 | 0 | 0 | 0 | 0.12244 | 217.0391 | 0.13685 | 0 | 0 | 0.26573 | 0.12888 | 0.12244 | 0 | 0 | 0 | 4.5537 | 0 | 0 | 0 | 6 | 100 | 0.19976 | 0.13468 | 0.21259 | 0 | 4.8194
2007-05-31 17:00 | 0.051609 | 17.5139 | 110.0824 | 75.7711 | 0.051236 | 0.091404 | 2.091 | 2.091 | 1.7 | 0 | 0.5202 | 2.091 | 4.3713 | 5.5511e-17 | 0 | 0 | 0.091404 | 0.41159 | 0.39101 | 0 | 0 | 0 | 4.5537 | 0 | 0.32019 | -0.32019 | 5.6625 | 94.3749 | 0.19976 | 2.3001 | 0.073123 | 1.7 | 4.6451
2007-05-31 18:00 | 0.039231 | 3.6529 | 111.4594 | 89.679 | 0.029938 | 0.053409 | 0 | 0 | 0 | 0 | 0 | 0 | 0 | 0 | 0 | 0 | 0.053409 | 0 | 0 | 0 | 0 | 0.35577 | 4.2335 | 0.053409 | 0 | 0.053409 | 5.7132 | 95.2194 | 0.19974 | 0 | 0.042728 | 0 | 4.2869
2007-05-31 19:00 | 0 | 0 | 114.1442 | 90 | 0 | 0 | 0 | 0 | 0 | 0 | 0 | 0 | 0 | 0 | 0 | 0 | 0 | 0 | 0 | 0 | 0 | 0.30236 | 4.2816 | 0 | 0 | 0 | 5.7132 | 95.2194 | 0.19974 | 0 | 0 | 0 | 4.2816
2007-05-31 20:00 | 0 | 0 | 118.4847 | 90 | 0 | 0 | 0 | 0 | 0 | 0 | 0 | 0 | 0 | 0 | 0 | 0 | 0 | 0 | 0 | 0 | 0 | 0.30236 | 4.2816 | 0 | 0 | 0 | 5.7132 | 95.2194 | 0.19974 | 0 | 0 | 0 | 4.2816
2007-05-31 21:00 | 0 | 0 | 125.3245 | 90 | 0 | 0 | 0 | 0 | 0 | 0 | 0 | 0 | 0 | 0 | 0 | 0 | 0 | 0 | 0 | 0 | 0 | 0.30236 | 4.2816 | 0 | 0 | 0 | 5.7132 | 95.2194 | 0.19974 | 0 | 0 | 0 | 4.2816
2007-05-31 22:00 | 0 | 0 | 136.3276 | 90 | 0 | 0 | 0.30709 | 0.30709 | 0 | 0 | 0 | 0.30709 | 0 | 0 | 5.5511e-17 | 0 | 0 | 0.32325 | 0.30709 | 0 | 0 | 0.30236 | 4.2816 | 0 | 0.32325 | -0.32325 | 5.3724 | 89.5404 | 0.19974 | 0.3378 | 0 | 0 | 4.2816
2007-05-31 23:00 | 0 | 0 | 154.0979 | 90 | 0 | 0 | 0.33089 | 0.33089 | 0 | 0 | 0 | 0.33089 | 0 | 0 | 5.5511e-17 | 0 | 0 | 0.3483 | 0.33089 | 0 | 0 | 0.66152 | 3.9583 | 0 | 0.3483 | -0.3483 | 5.0053 | 83.4214 | 0.19974 | 0.36398 | 0 | 0 | 3.9583
2007-06-01 | 0 | 0 | 179.3022 | 90 | 0 | 0 | 0.012969 | 0.012969 | 0 | 0 | 0 | 0.012969 | 0 | 0 | 1.7347e-18 | 0 | 0 | 0.013652 | 0.012969 | 0 | 0 | 1.0485 | 3.61 | 0 | 0.013652 | -0.013652 | 4.9909 | 83.1816 | 0.19974 | 0.014266 | 0 | 0 | 3.61
2007-06-01 01:00 | 0 | 0 | -155.3045 | 90 | 0 | 0 | 0.68045 | 0.68045 | 0 | 0 | 0 | 0.68045 | 0 | 0 | 1.1102e-16 | 0 | 0 | 0.71626 | 0.68045 | 0 | 0 | 1.0637 | 3.5964 | 0 | 0.71626 | -0.71626 | 4.2359 | 70.5981 | 0.19974 | 0.7485 | 0 | 0 | 3.5964
2007-06-01 02:00 | 0 | 0 | -137.1796 | 90 | 0 | 0 | 0.45719 | 0.45719 | 0 | 0 | 0 | 0.45719 | 0 | 0 | 5.5511e-17 | 0 | 0 | 0.48125 | 0.45719 | 0 | 0 | 1.8595 | 2.8801 | 0 | 0.48125 | -0.48125 | 3.7286 | 62.1434 | 0.19974 | 0.50291 | 0 | 0 | 2.8801
2007-06-01 03:00 | 0 | 0 | -125.9089 | 90 | 0 | 0 | 0.47285 | 0.47285 | 0 | 0 | 0 | 0.47285 | 0 | 0 | 5.5511e-17 | 0 | 0 | 0.49774 | 0.47285 | 0 | 0 | 2.3943 | 2.3988 | 0 | 0.49774 | -0.49774 | 3.2039 | 53.3991 | 0.19974 | 0.52013 | 0 | 0 | 2.3988
2007-06-01 04:00 | 0 | 0 | -118.9038 | 90 | 0 | 0 | 0.45876 | 0.45876 | 0 | 0 | 0 | 0.45876 | 0 | 0 | 5.5511e-17 | 0 | 0 | 0.4829 | 0.45876 | 0 | 0 | 2.9473 | 1.9011 | 0 | 0.4829 | -0.4829 | 2.6949 | 44.9153 | 0.19974 | 0.50463 | 0 | 0 | 1.9011
2007-06-01 05:00 | 0 | 0 | -114.4601 | 90 | 0 | 0 | 0.27376 | 0.27376 | 0 | 0 | 0 | 0.27376 | 0 | 0 | 5.5511e-17 | 0 | 0 | 0.28817 | 0.27376 | 0 | 0 | 3.4839 | 1.4182 | 0 | 0.28817 | -0.28817 | 2.3912 | 39.8527 | 0.19974 | 0.30114 | 0 | 0 | 1.4182
2007-06-01 06:00 | 0.049718 | 2.9963 | -111.7058 | 90.3644 | 0.013832 | 0.024677 | 0.063474 | 0.063474 | 0 | 0 | 0 | 0.063474 | 38.8772 | 0 | 0 | 0 | 0.024677 | 0.066815 | 0.063474 | 0 | 0 | 3.8041 | 1.13 | 0 | 0.042138 | -0.042138 | 2.3468 | 39.1124 | 0.19974 | 0.069822 | 0.019742 | 0 | 1.1547
2007-06-01 07:00 | 0.25139 | 16.8372 | -110.2747 | 76.4678 | 0.21185 | 0.37795 | 1.79 | 1.79 | 1.7 | 0 | 0.5202 | 1.79 | 21.1148 | 0 | 0 | 0 | 0.37795 | 0.094707 | 0.089972 | 0 | 0 | 3.8509 | 1.0879 | 0.28324 | 0 | 0.28324 | 2.6155 | 43.5909 | 0.19978 | 1.969 | 0.30236 | 1.7 | 1.4658
2007-06-01 08:00 | 0.47491 | 30.7491 | -110.1818 | 62.7167 | 0.43165 | 0.77006 | 1.262 | 1.262 | 1.7 | 0 | 0.5202 | 1.262 | 61.0173 | 0 | 0 | 0 | 0.77006 | 0 | 0 | 0.43797 | 0.41607 | 3.5676 | 1.3428 | 1.1861 | 0 | 1.1861 | 3.7407 | 62.3451 | 0.19993 | 1.3882 | 0.61605 | 1.7 | 2.1129
2007-06-01 09:00 | 0.74276 | 44.5913 | -111.953 | 49.3419 | 0.69295 | 1.2362 | 1.3871 | 1.3871 | 1.7 | 0 | 0.5202 | 1.3871 | 89.1234 | 0 | 0 | 0 | 1.2362 | 0 | 0 | 0.31291 | 0.29726 | 2.3815 | 2.4103 | 1.5335 | 0 | 1.5335 | 5.1955 | 86.5916 | 0.20003 | 1.5258 | 0.98898 | 1.7 | 3.6466
2007-06-01 10:00 | 0.90314 | 58.0979 | -117.3651 | 36.8424 | 0.85503 | 1.5254 | 0.56885 | 0.56885 | 0 | 0 | 0 | 0.56885 | 268.1482 | 0.078555 | 0 | 0 | 1.5254 | 0.59879 | 0.56885 | 0 | 0 | 0.84802 | 3.7905 | 0.84802 | 0 | 0.84802 | 6 | 100 | 0.19981 | 0.62574 | 1.2203 | 0 | 5.3158
2007-06-01 11:00 | 0.93465 | 70.388 | -132.8231 | 26.5573 | 0.89167 | 1.5907 | 2.8774 | 2.8774 | 1.4974 | 0 | 0.4649 | 2.8774 | 55.2834 | 0.13811 | 0 | 0.085167 | 1.5907 | 1.4526 | 1.38 | 0 | 0 | 0 | 4.5537 | 0 | 0 | 0 | 6 | 100 | 0.19981 | 3.1652 | 1.2726 | 1.7 | 6.1444
2007-06-01 12:00 | 0.81738 | 77.1128 | -178.3923 | 21.9175 | 0.78659 | 1.4033 | 1.2697 | 1.2697 | 0.425 | 0 | 0.17213 | 1.2697 | 110.5239 | 0.51416 | 0 | 0 | 1.4033 | 0.88912 | 0.84466 | 0 | 0 | 0 | 4.5537 | 0 | 0 | 0 | 6 | 100 | 0.19981 | 1.3966 | 1.1226 | 1.7 | 5.957
2007-06-01 13:00 | 0.96732 | 70.9416 | 134.1998 | 26.1392 | 0.92255 | 1.6458 | 0 | 0 | 0 | 0 | 0 | 0 | 0 | 1.6458 | 0 | 0 | 1.6458 | 0 | 0 | 0 | 0 | 0 | 4.5537 | 0 | 0 | 0 | 6 | 100 | 0.19981 | 0 | 1.3167 | 0 | 6.1995
2007-06-01 14:00 | 0.87722 | 58.7743 | 117.8195 | 36.2402 | 0.83115 | 1.4828 | 1.8548 | 1.8548 | 0.47479 | 0 | 0.18572 | 1.8548 | 79.9423 | 0.030132 | 0 | 0 | 1.4828 | 1.4526 | 1.38 | 0 | 0 | 0 | 4.5537 | 0 | 0 | 0 | 6 | 100 | 0.19981 | 2.0403 | 1.1862 | 1.7 | 6.0365
2007-06-01 15:00 | 0.72228 | 45.2989 | 112.1177 | 48.6701 | 0.67491 | 1.204 | 0.28443 | 0.28443 | 0 | 0 | 0 | 0.28443 | 423.3164 | 0.90464 | 0 | 0 | 1.204 | 0.2994 | 0.28443 | 0 | 0 | 0 | 4.5537 | 0 | 0 | 0 | 6 | 100 | 0.19981 | 0.31287 | 0.96323 | 0 | 5.7577
2007-06-01 16:00 | 0.42007 | 31.4654 | 110.2197 | 62.0158 | 0.38914 | 0.69422 | 0.1232 | 0.1232 | 0 | 0 | 0 | 0.1232 | 563.4753 | 0.56454 | 0 | 0 | 0.69422 | 0.12969 | 0.1232 | 0 | 0 | 0 | 4.5537 | 0 | 0 | 0 | 6 | 100 | 0.19981 | 0.13552 | 0.55538 | 0 | 5.2479
2007-06-01 17:00 | 0.21681 | 17.5533 | 110.2354 | 75.7543 | 0.19396 | 0.34602 | 0 | 0 | 0 | 0 | 0 | 0 | 0 | 0.34602 | 0 | 0 | 0.34602 | 0 | 0 | 0 | 0 | 0 | 4.5537 | 0 | 0 | 0 | 6 | 100 | 0.19981 | 0 | 0.27682 | 0 | 4.8997
2007-06-01 18:00 | 0.040299 | 3.7057 | 111.6012 | 89.6474 | 0.030229 | 0.053929 | 1.4042 | 1.4042 | 1.353 | 0 | 0.42547 | 1.4042 | 3.8404 | 6.9389e-17 | 0 | 0 | 0.053929 | 0.053929 | 0.051232 | 0 | 0 | 0 | 4.5537 | 0 | 0 | 0 | 6 | 100 | 0.19981 | 1.5447 | 0.043143 | 1.7 | 4.6076
2007-06-01 19:00 | 0 | 0 | 114.2818 | 90 | 0 | 0 | 0.49217 | 0.49217 | 0 | 0 | 0 | 0.49217 | 0 | 0 | 5.5511e-17 | 0 | 0 | 0.51807 | 0.49217 | 0 | 0 | 0 | 4.5537 | 0 | 0.51807 | -0.51807 | 5.4539 | 90.8984 | 0.19981 | 0.54139 | 0 | 0 | 4.5537
2007-06-01 20:00 | 0 | 0 | 118.6225 | 90 | 0 | 0 | 0.12641 | 0.12641 | 0 | 0 | 0 | 0.12641 | 0 | 0 | 0 | 0 | 0 | 0.13306 | 0.12641 | 0 | 0 | 0.57564 | 4.0356 | 0 | 0.13306 | -0.13306 | 5.3137 | 88.5607 | 0.19981 | 0.13905 | 0 | 0 | 4.0356
2007-06-01 21:00 | 0 | 0 | 125.4629 | 90 | 0 | 0 | 2.4925 | 2.4925 | 1.7 | 0 | 0.5202 | 2.4925 | 0 | 0 | 0 | 0 | 0 | 0.83426 | 0.79255 | 0 | 0 | 0.72349 | 3.9026 | 0 | 0.83426 | -0.83426 | 4.4343 | 73.9043 | 0.19981 | 2.7418 | 0 | 1.7 | 3.9026
2007-06-01 22:00 | 0 | 0 | 136.4549 | 90 | 0 | 0 | 0.61108 | 0.61108 | 1.7 | 0 | 0.5202 | 0.61108 | 0 | 0 | 0 | 0 | 0 | 0 | 0 | 1.0889 | 1.0345 | 1.6504 | 3.0683 | 1.0345 | 0 | 1.0345 | 5.4157 | 90.2607 | 0.19997 | 0.67219 | 0 | 1.7 | 3.0683
2007-06-01 23:00 | 0 | 0 | 154.1692 | 90 | 0 | 0 | 0.057603 | 0.057603 | 0 | 0 | 0 | 0.057603 | 0 | 0 | 6.9389e-18 | 0 | 0 | 0.060635 | 0.057603 | 0 | 0 | 0.61597 | 3.9993 | 0 | 0.060635 | -0.060635 | 5.3517 | 89.1955 | 0.19997 | 0.063364 | 0 | 0 | 3.9993
2007-06-02 | 0 | 0 | 179.2407 | 90 | 0 | 0 | 0.2728 | 0.2728 | 0 | 0 | 0 | 0.2728 | 0 | 0 | 5.5511e-17 | 0 | 0 | 0.28716 | 0.2728 | 0 | 0 | 0.68334 | 3.9387 | 0 | 0.28716 | -0.28716 | 5.049 | 84.1506 | 0.19997 | 0.30008 | 0 | 0 | 3.9387
2007-06-02 01:00 | 0 | 0 | -155.4697 | 90 | 0 | 0 | 0.22011 | 0.22011 | 0 | 0 | 0 | 0.22011 | 0 | 0 | 2.7756e-17 | 0 | 0 | 0.2317 | 0.22011 | 0 | 0 | 1.0024 | 3.6515 | 0 | 0.2317 | -0.2317 | 4.8048 | 80.0802 | 0.19997 | 0.24212 | 0 | 0 | 3.6515
2007-06-02 02:00 | 0 | 0 | -137.365 | 90 | 0 | 0 | 0.26259 | 0.26259 | 0 | 0 | 0 | 0.26259 | 0 | 0 | 0 | 0 | 0 | 0.27641 | 0.26259 | 0 | 0 | 1.2598 | 3.4198 | 0 | 0.27641 | -0.27641 | 4.5135 | 75.2242 | 0.19997 | 0.28884 | 0 | 0 | 3.4198
2007-06-02 03:00 | 0 | 0 | -126.0812 | 90 | 0 | 0 | 0 | 0 | 0 | 0 | 0 | 0 | 0 | 0 | 0 | 0 | 0 | 0 | 0 | 0 | 0 | 1.567 | 3.1434 | 0 | 0 | 0 | 4.5135 | 75.2242 | 0.19997 | 0 | 0 | 0 | 3.1434
2007-06-02 04:00 | 0 | 0 | -119.0609 | 90 | 0 | 0 | 0.17537 | 0.17537 | 0 | 0 | 0 | 0.17537 | 0 | 0 | 2.7756e-17 | 0 | 0 | 0.1846 | 0.17537 | 0 | 0 | 1.567 | 3.1434 | 0 | 0.1846 | -0.1846 | 4.3189 | 71.9811 | 0.19997 | 0.19291 | 0 | 0 | 3.1434
2007-06-02 05:00 | 0 | 0 | -114.6077 | 90 | 0 | 0 | 0.26864 | 0.26864 | 0 | 0 | 0 | 0.26864 | 0 | 0 | 0 | 0 | 0 | 0.28278 | 0.26864 | 0 | 0 | 1.7721 | 2.9588 | 0 | 0.28278 | -0.28278 | 4.0208 | 67.0132 | 0.19997 | 0.29551 | 0 | 0 | 2.9588
2007-06-02 06:00 | 0.0335 | 2.984 | -111.8505 | 90.3976 | 0.025573 | 0.045623 | 0.047043 | 0.047043 | 0 | 0 | 0 | 0.047043 | 96.9817 | 0 | 0 | 0 | 0.045623 | 0.049519 | 0.047043 | 0 | 0 | 2.0863 | 2.676 | 0 | 0.0038958 | -0.0038958 | 4.0167 | 66.9447 | 0.19997 | 0.051747 | 0.036498 | 0 | 2.7217
2007-06-02 07:00 | 0.23757 | 16.8114 | -110.4239 | 76.5149 | 0.2029 | 0.36197 | 1.2652 | 1.2652 | 1.7 | 0 | 0.5202 | 1.2652 | 28.6091 | 0 | 0 | 0 | 0.36197 | 0 | 0 | 0.43478 | 0.41304 | 2.0906 | 2.6721 | 0.77501 | 0 | 0.77501 | 4.7519 | 79.1987 | 0.20008 | 1.3917 | 0.28957 | 1.7 | 3.0341
2007-06-02 08:00 | 0.48318 | 30.7094 | -110.3442 | 62.7789 | 0.43811 | 0.78159 | 4.0256 | 3.08 | 1.7 | 0 | 0.5202 | 3.08 | 25.3762 | 2.2204e-16 | 0.94556 | 1.3481 | 0.78159 | 1.4526 | 1.38 | 0 | 0 | 1.3156 | 3.3697 | 0 | 0.67104 | -0.67104 | 4.0446 | 67.4097 | 0.20008 | 4.4281 | 0.62527 | 1.7 | 4.1512
2007-06-02 09:00 | 0.5872 | 44.5356 | -112.141 | 49.4223 | 0.55406 | 0.98845 | 1.1028 | 1.1028 | 1.7 | 0 | 0.5202 | 1.1028 | 89.6285 | 0 | 0 | 0 | 0.98845 | 0 | 0 | 0.59717 | 0.56731 | 2.0612 | 2.6986 | 1.5558 | 0 | 1.5558 | 5.5205 | 92.0084 | 0.20018 | 1.2131 | 0.79076 | 1.7 | 3.6871
2007-06-02 10:00 | 0.9196 | 58.0199 | -117.5964 | 36.9466 | 0.87008 | 1.5522 | 0.51958 | 0.51958 | 0 | 0 | 0 | 0.51958 | 298.7466 | 0.49986 | 0 | 0 | 1.5522 | 0.54692 | 0.51958 | 0 | 0 | 0.50544 | 4.0988 | 0.50544 | 0 | 0.50544 | 6 | 100 | 0.20005 | 0.57153 | 1.2418 | 0 | 5.651
2007-06-02 11:00 | 1.0412 | 70.2735 | -133.0875 | 26.6909 | 0.99189 | 1.7695 | 1.8393 | 1.8393 | 0.45927 | 0 | 0.18148 | 1.8393 | 96.2085 | 0.3169 | 0 | 0 | 1.7695 | 1.4526 | 1.38 | 0 | 0 | 0 | 4.5537 | 0 | 0 | 0 | 6 | 100 | 0.20005 | 2.0232 | 1.4156 | 1.7 | 6.3232
2007-06-02 12:00 | 1.0615 | 76.9707 | -178.2623 | 22.0593 | 1.0135 | 1.808 | 1.4458 | 1.4458 | 0.425 | 0 | 0.17213 | 1.4458 | 125.0492 | 0.73344 | 0 | 0 | 1.808 | 1.0746 | 1.0208 | 0 | 0 | 0 | 4.5537 | 0 | 0 | 0 | 6 | 100 | 0.20005 | 1.5904 | 1.4464 | 1.7 | 6.3617
2007-06-02 13:00 | 0.8581 | 70.8756 | 134.5947 | 26.2359 | 0.82084 | 1.4644 | 0.93656 | 0.93656 | 0 | 0 | 0 | 0.93656 | 156.3576 | 0.47853 | 0 | 0 | 1.4644 | 0.98585 | 0.93656 | 0 | 0 | 0 | 4.5537 | 0 | 0 | 0 | 6 | 100 | 0.20005 | 1.0302 | 1.1715 | 0 | 6.0181
2007-06-02 14:00 | 0.69749 | 58.758 | 118.0975 | 36.2899 | 0.66761 | 1.191 | 0 | 0 | 0 | 0 | 0 | 0 | 0 | 1.191 | 0 | 0 | 1.191 | 0 | 0 | 0 | 0 | 0 | 4.5537 | 0 | 0 | 0 | 6 | 100 | 0.20005 | 0 | 0.95281 | 0 | 5.7447
2007-06-02 15:00 | 0.43587 | 45.3083 | 112.3235 | 48.6889 | 0.42362 | 0.75574 | 0.58834 | 0.58834 | 0 | 0 | 0 | 0.58834 | 128.453 | 0.13643 | 0 | 0 | 0.75574 | 0.6193 | 0.58834 | 0 | 0 | 0 | 4.5537 | 0 | 0 | 0 | 6 | 100 | 0.20005 | 0.64717 | 0.60459 | 0 | 5.3094
2007-06-02 16:00 | 0.22135 | 31.492 | 110.387 | 62.0133 | 0.21845 | 0.38971 | 0 | 0 | 0 | 0 | 0 | 0 | 0 | 0.38971 | 0 | 0 | 0.38971 | 0 | 0 | 0 | 0 | 0 | 4.5537 | 0 | 0 | 0 | 6 | 100 | 0.20005 | 0 | 0.31177 | 0 | 4.9434
2007-06-02 17:00 | 0.20976 | 17.5938 | 110.3815 | 75.7355 | 0.18941 | 0.33791 | 1.7279 | 1.7279 | 1.4069 | 0 | 0.44018 | 1.7279 | 19.5561 | 5.5511e-17 | 0 | 0 | 0.33791 | 0.33791 | 0.32102 | 0 | 0 | 0 | 4.5537 | 0 | 0 | 0 | 6 | 100 | 0.20005 | 1.9007 | 0.27033 | 1.7 | 4.8916
2007-06-02 18:00 | 0.036628 | 3.7591 | 111.7363 | 89.6142 | 0.030429 | 0.054285 | 1.228 | 1.228 | 0 | 0 | 0 | 1.228 | 4.4205 | 0 | 2.2204e-16 | 0 | 0.054285 | 1.2927 | 1.228 | 0 | 0 | 0 | 4.5537 | 0 | 1.2384 | -1.2384 | 4.6946 | 78.2439 | 0.20005 | 1.3508 | 0.043428 | 0 | 4.608
2007-06-02 19:00 | 0 | 0 | 114.4126 | 90 | 0 | 0 | 0.81307 | 0.81307 | 0 | 0 | 0 | 0.81307 | 0 | 0 | 1.1102e-16 | 0 | 0 | 0.85586 | 0.81307 | 0 | 0 | 1.376 | 3.3153 | 0 | 0.85586 | -0.85586 | 3.7925 | 63.208 | 0.20005 | 0.89437 | 0 | 0 | 3.3153
2007-06-02 20:00 | 0 | 0 | 118.7529 | 90 | 0 | 0 | 0.98681 | 0.98681 | 0 | 0 | 0 | 0.98681 | 0 | 0 | 2.2204e-16 | 0 | 0 | 1.0387 | 0.98681 | 0 | 0 | 2.3269 | 2.4594 | 0 | 1.0387 | -1.0387 | 2.6976 | 44.9591 | 0.20005 | 1.0855 | 0 | 0 | 2.4594
2007-06-02 21:00 | 0 | 0 | 125.593 | 90 | 0 | 0 | 0 | 0 | 0 | 0 | 0 | 0 | 0 | 0 | 0 | 0 | 0 | 0 | 0 | 0 | 0 | 3.4811 | 1.4207 | 0 | 0 | 0 | 2.6976 | 44.9591 | 0.20005 | 0 | 0 | 0 | 1.4207
2007-06-02 22:00 | 0 | 0 | 136.5731 | 90 | 0 | 0 | 0.11899 | 0.11899 | 0 | 0 | 0 | 0.11899 | 0 | 0 | 2.7756e-17 | 0 | 0 | 0.12525 | 0.11899 | 0 | 0 | 3.4811 | 1.4207 | 0 | 0.12525 | -0.12525 | 2.5655 | 42.7587 | 0.20005 | 0.13089 | 0 | 0 | 1.4207
2007-06-02 23:00 | 0 | 0 | 154.2322 | 90 | 0 | 0 | 0.32128 | 0.32128 | 0 | 0 | 0 | 0.32128 | 0 | 0 | 0 | 0 | 0 | 0.33819 | 0.32128 | 0 | 0 | 3.6203 | 1.2955 | 0 | 0.33819 | -0.33819 | 2.209 | 36.8174 | 0.20005 | 0.3534 | 0 | 0 | 1.2955
2007-06-03 | 0 | 0 | 179.1767 | 90 | 0 | 0 | 0.045888 | 0.045888 | 0 | 0 | 0 | 0.045888 | 0 | 0 | 0 | 0 | 0 | 0.048303 | 0.045888 | 0 | 0 | 3.996 | 0.95727 | 0 | 0.048303 | -0.048303 | 2.1581 | 35.9688 | 0.20005 | 0.050477 | 0 | 0 | 0.95727
2007-06-03 01:00 | 0 | 0 | -155.6312 | 90 | 0 | 0 | 0.016036 | 0.016036 | 0 | 0 | 0 | 0.016036 | 0 | 0 | 3.4694e-18 | 0 | 0 | 0.01688 | 0.016036 | 0 | 0 | 4.0497 | 0.90896 | 0 | 0.01688 | -0.01688 | 2.1403 | 35.6723 | 0.20005 | 0.017639 | 0 | 0 | 0.90896
2007-06-03 02:00 | 0 | 0 | -137.5446 | 90 | 0 | 0 | 0 | 0 | 0 | 0 | 0 | 0 | 0 | 0 | 0 | 0 | 0 | 0 | 0 | 0 | 0 | 4.0685 | 0.89208 | 0 | 0 | 0 | 2.1403 | 35.6723 | 0.20005 | 0 | 0 | 0 | 0.89208
2007-06-03 03:00 | 0 | 0 | -126.2473 | 90 | 0 | 0 | 0.047294 | 0.047294 | 0 | 0 | 0 | 0.047294 | 0 | 0 | 6.9389e-18 | 0 | 0 | 0.049783 | 0.047294 | 0 | 0 | 4.0685 | 0.89208 | 0 | 0.049783 | -0.049783 | 2.0879 | 34.7977 | 0.20005 | 0.052023 | 0 | 0 | 0.89208
2007-06-03 04:00 | 0 | 0 | -119.212 | 90 | 0 | 0 | 0.51807 | 0.51807 | 0 | 0 | 0 | 0.51807 | 0 | 0 | 0 | 0 | 0 | 0.54534 | 0.51807 | 0 | 0 | 4.1238 | 0.8423 | 0 | 0.54534 | -0.54534 | 1.513 | 25.217 | 0.20005 | 0.56988 | 0 | 0 | 0.8423
2007-06-03 05:00 | 0 | 0 | -114.7493 | 90 | 0 | 0 | 0.45873 | 0.45873 | 1.7 | 0 | 0.5202 | 0.45873 | 0 | 0 | 0 | 0 | 0 | 0 | 0 | 1.2413 | 1.1792 | 4.7297 | 0.29696 | 1.1792 | 0 | 1.1792 | 2.6317 | 43.8619 | 0.20023 | 0.5046 | 0 | 1.7 | 0.29696
2007-06-03 06:00 | 0.035228 | 2.9693 | -111.9891 | 90.4324 | 0.025141 | 0.044851 | 0 | 0 | 1.4526 | 0 | 0.45267 | 0 | 0 | 0 | 0 | 0 | 0.044851 | 0 | 0 | 1.4526 | 1.38 | 3.5505 | 1.3582 | 1.4249 | 0 | 1.4249 | 3.9835 | 66.3907 | 0.20026 | 0 | 0.035881 | 1.7 | 1.4031
2007-06-03 07:00 | 0.20771 | 16.7836 | -110.5662 | 76.563 | 0.18444 | 0.32904 | 0.081996 | 0.081996 | 1.5346 | 0 | 0.47505 | 0.081996 | 401.2924 | 2.2204e-16 | 0 | 0 | 0.32904 | 0 | 0 | 1.4526 | 1.38 | 2.1256 | 2.6406 | 1.709 | 0 | 1.709 | 5.6048 | 93.413 | 0.20026 | 0.090195 | 0.26323 | 1.7 | 2.9697
2007-06-03 08:00 | 0.328 | 30.6684 | -110.4988 | 62.8413 | 0.31294 | 0.55829 | 1.1249 | 1.1249 | 0 | 0 | 0 | 1.1249 | 49.6324 | 0 | 0 | 0 | 0.55829 | 1.1841 | 1.1249 | 0 | 0 | 0.4166 | 4.1787 | 0 | 0.62577 | -0.62577 | 4.9452 | 82.4194 | 0.20026 | 1.2373 | 0.44663 | 0 | 4.737
2007-06-03 09:00 | 0.22701 | 44.4792 | -112.3193 | 49.502 | 0.22543 | 0.40217 | 0.34598 | 0.34598 | 0 | 0 | 0 | 0.34598 | 116.2411 | 0 | 0 | 0 | 0.40217 | 0.36419 | 0.34598 | 0 | 0 | 1.1119 | 3.553 | 0.037982 | 0 | 0.037982 | 4.9812 | 83.02 | 0.20025 | 0.38058 | 0.32174 | 0 | 3.9552
2007-06-03 10:00 | 0.44367 | 57.9423 | -117.8141 | 37.0487 | 0.43681 | 0.77927 | 1.594 | 1.594 | 1.7 | 0 | 0.5202 | 1.594 | 48.8866 | 0 | 0 | 0 | 0.77927 | 0 | 0 | 0.10596 | 0.10067 | 1.0739 | 3.5872 | 0.87994 | 0 | 0.87994 | 5.816 | 96.933 | 0.20035 | 1.7534 | 0.62342 | 1.7 | 4.3664
2007-06-03 11:00 | 0.34508 | 70.1615 | -133.3313 | 26.8202 | 0.34266 | 0.6113 | 1.6197 | 1.6197 | 1.2233 | 0 | 0.39005 | 1.6197 | 37.7409 | 1.3878e-16 | 0 | 0 | 0.6113 | 0.41732 | 0.39646 | 0 | 0 | 0.19398 | 4.3791 | 0.19398 | 0 | 0.19398 | 6 | 100 | 0.20037 | 1.7817 | 0.48904 | 1.7 | 4.9904
2007-06-03 12:00 | 0.58701 | 76.835 | -178.1275 | 22.1946 | 0.57567 | 1.027 | 0.51021 | 0.51021 | 0 | 0 | 0 | 0.51021 | 201.2871 | 0.48993 | 0 | 0 | 1.027 | 0.53707 | 0.51021 | 0 | 0 | 0 | 4.5537 | 0 | 0 | 0 | 6 | 100 | 0.20037 | 0.56124 | 0.8216 | 0 | 5.5807
2007-06-03 13:00 | 0.64077 | 70.8141 | 134.975 | 26.3268 | 0.62373 | 1.1127 | 1.1355 | 1.1355 | 0 | 0 | 0 | 1.1355 | 97.9945 | 0 | 0 | 0 | 1.1127 | 1.1953 | 1.1355 | 0 | 0 | 0 | 4.5537 | 0 | 0.082535 | -0.082535 | 5.913 | 98.55 | 0.20037 | 1.2491 | 0.89019 | 0 | 5.6664
2007-06-03 14:00 | 0.46121 | 58.7448 | 118.3644 | 36.3351 | 0.45355 | 0.80914 | 3.1665 | 3.08 | 1.7 | 0 | 0.5202 | 3.08 | 26.2707 | 2.2204e-16 | 0.086466 | 0.40311 | 0.80914 | 1.4526 | 1.38 | 0 | 0 | 0.091706 | 4.4712 | 0 | 0.64349 | -0.64349 | 5.2347 | 87.245 | 0.20037 | 3.4831 | 0.64731 | 1.7 | 5.2803
2007-06-03 15:00 | 0.14001 | 45.32 | 112.5206 | 48.7042 | 0.13918 | 0.24829 | 1.1257 | 1.1257 | 0 | 0 | 0 | 1.1257 | 22.0577 | 0 | 0 | 0 | 0.24829 | 1.1849 | 1.1257 | 0 | 0 | 0.8067 | 3.8277 | 0 | 0.93661 | -0.93661 | 4.2474 | 70.7905 | 0.20037 | 1.2382 | 0.19864 | 0 | 4.076
2007-06-03 16:00 | 0.2224 | 31.5203 | 110.5467 | 62.0081 | 0.21945 | 0.39149 | 0 | 0 | 0 | 0 | 0 | 0 | 0 | 0 | 0 | 0 | 0.39149 | 0 | 0 | 0 | 0 | 1.8474 | 2.891 | 0.39149 | 0 | 0.39149 | 4.6188 | 76.9805 | 0.20027 | 0 | 0.31319 | 0 | 3.2825
2007-06-03 17:00 | 0.1532 | 17.6353 | 110.5208 | 75.7145 | 0.14755 | 0.26324 | 1.188 | 1.188 | 0 | 0 | 0 | 1.188 | 22.1583 | 0 | 0 | 0 | 0.26324 | 1.2505 | 1.188 | 0 | 0 | 1.4559 | 3.2434 | 0 | 0.98727 | -0.98727 | 3.5782 | 59.6358 | 0.20027 | 1.3068 | 0.21059 | 0 | 3.5066
2007-06-03 18:00 | 0.077102 | 3.813 | 111.8649 | 89.5796 | 0.012312 | 0.021965 | 0 | 0 | 0 | 0 | 0 | 0 | 0 | 0 | 0 | 0 | 0.021965 | 0 | 0 | 0 | 0 | 2.5529 | 2.2561 | 0.021965 | 0 | 0.021965 | 3.599 | 59.9831 | 0.20027 | 0 | 0.017572 | 0 | 2.2781
2007-06-03 19:00 | 0 | 0 | 114.5365 | 90 | 0 | 0 | 2.7782 | 2.7782 | 1.7 | 0 | 0.5202 | 2.7782 | 0 | 0 | 0 | 0 | 0 | 1.135 | 1.0782 | 0 | 0 | 2.5309 | 2.2759 | 0 | 1.135 | -1.135 | 2.4026 | 40.0433 | 0.20027 | 3.0561 | 0 | 1.7 | 2.2759
2007-06-03 20:00 | 0 | 0 | 118.876 | 90 | 0 | 0 | 0.54845 | 0.54845 | 1.7 | 0 | 0.5202 | 0.54845 | 0 | 0 | 0 | 0 | 0 | 0 | 0 | 1.1515 | 1.094 | 3.792 | 1.1409 | 1.094 | 0 | 1.094 | 3.4404 | 57.3405 | 0.20043 | 0.6033 | 0 | 1.7 | 1.1409
2007-06-03 21:00 | 0 | 0 | 125.7149 | 90 | 0 | 0 | 3.2438 | 3.08 | 1.7 | 0 | 0.5202 | 3.08 | 0 | 0 | 0.16378 | 0.48816 | 0 | 1.4526 | 1.38 | 0 | 0 | 2.698 | 2.1255 | 0 | 1.4526 | -1.4526 | 1.9092 | 31.8204 | 0.20043 | 3.5682 | 0 | 1.7 | 2.1255
2007-06-03 22:00 | 0 | 0 | 136.6823 | 90 | 0 | 0 | 0.4486 | 0.4486 | 1.7 | 0 | 0.5202 | 0.4486 | 0 | 0 | 0 | 0 | 0 | 0 | 0 | 1.2514 | 1.1888 | 4.3121 | 0.67283 | 1.1888 | 0 | 1.1888 | 3.037 | 50.6174 | 0.20062 | 0.49346 | 0 | 1.7 | 0.67283
2007-06-03 23:00 | 0 | 0 | 154.2872 | 90 | 0 | 0 | 0.69608 | 0.69608 | 1.7 | 0 | 0.5202 | 0.69608 | 0 | 0 | 0 | 0 | 0 | 0 | 0 | 1.0039 | 0.95372 | 3.1232 | 1.7428 | 0.95372 | 0 | 0.95372 | 3.9418 | 65.697 | 0.20076 | 0.76569 | 0 | 1.7 | 1.7428
2007-06-04 | 0 | 0 | 179.1102 | 90 | 0 | 0 | 0.20024 | 0.20024 | 1.6529 | 0 | 0.50733 | 0.20024 | 0 | 0 | 0 | 0 | 0 | 0 | 0 | 1.4526 | 1.38 | 2.1695 | 2.6011 | 1.38 | 0 | 1.38 | 5.251 | 87.5167 | 0.20088 | 0.22026 | 0 | 1.7 | 2.6011
2007-06-04 01:00 | 0 | 0 | -155.789 | 90 | 0 | 0 | 0.43281 | 0.43281 | 0 | 0 | 0 | 0.43281 | 0 | 0 | 5.5511e-17 | 0 | 0 | 0.45559 | 0.43281 | 0 | 0 | 0.78951 | 3.8431 | 0 | 0.45559 | -0.45559 | 4.7708 | 79.5129 | 0.20088 | 0.47609 | 0 | 0 | 3.8431
2007-06-04 02:00 | 0 | 0 | -137.7181 | 90 | 0 | 0 | 0.45868 | 0.45868 | 0 | 0 | 0 | 0.45868 | 0 | 0 | 5.5511e-17 | 0 | 0 | 0.48282 | 0.45868 | 0 | 0 | 1.2957 | 3.3875 | 0 | 0.48282 | -0.48282 | 4.2618 | 71.0306 | 0.20088 | 0.50455 | 0 | 0 | 3.3875
2007-06-04 03:00 | 0 | 0 | -126.4071 | 90 | 0 | 0 | 0.22038 | 0.22038 | 0 | 0 | 0 | 0.22038 | 0 | 0 | 2.7756e-17 | 0 | 0 | 0.23198 | 0.22038 | 0 | 0 | 1.8322 | 2.9047 | 0 | 0.23198 | -0.23198 | 4.0173 | 66.9552 | 0.20088 | 0.24241 | 0 | 0 | 2.9047
2007-06-04 04:00 | 0 | 0 | -119.3569 | 90 | 0 | 0 | 0.58268 | 0.58268 | 0 | 0 | 0 | 0.58268 | 0 | 0 | 0 | 0 | 0 | 0.61335 | 0.58268 | 0 | 0 | 2.0899 | 2.6727 | 0 | 0.61335 | -0.61335 | 3.3708 | 56.1797 | 0.20088 | 0.64095 | 0 | 0 | 2.6727
2007-06-04 05:00 | 0 | 0 | -114.8847 | 90 | 0 | 0 | 0.14421 | 0.14421 | 0 | 0 | 0 | 0.14421 | 0 | 0 | 0 | 0 | 0 | 0.1518 | 0.14421 | 0 | 0 | 2.7714 | 2.0594 | 0 | 0.1518 | -0.1518 | 3.2108 | 53.5129 | 0.20088 | 0.15863 | 0 | 0 | 2.0594
2007-06-04 06:00 | 0.05506 | 2.9521 | -112.1213 | 90.4686 | 0.0079206 | 0.01413 | 0.38204 | 0.38204 | 0 | 0 | 0 | 0.38204 | 3.6987 | 0 | 5.5511e-17 | 0 | 0.01413 | 0.40215 | 0.38204 | 0 | 0 | 2.9401 | 1.9076 | 0 | 0.38802 | -0.38802 | 2.8018 | 46.6961 | 0.20088 | 0.42024 | 0.011304 | 0 | 1.9217
2007-06-04 07:00 | 0.28089 | 16.754 | -110.7018 | 76.6119 | 0.23028 | 0.41082 | 1.8597 | 1.8597 | 1.7 | 0 | 0.5202 | 1.8597 | 22.0902 | 0 | 0 | 0 | 0.41082 | 0.16815 | 0.15975 | 0 | 0 | 3.3712 | 1.5196 | 0.24267 | 0 | 0.24267 | 3.032 | 50.533 | 0.20091 | 2.0457 | 0.32866 | 1.7 | 1.9304
2007-06-04 08:00 | 0.44394 | 30.6261 | -110.6455 | 62.904 | 0.40524 | 0.72295 | 0.23869 | 0.23869 | 1.6913 | 0 | 0.51783 | 0.23869 | 302.8791 | 2.2204e-16 | 0 | 0 | 0.72295 | 0 | 0 | 1.4526 | 1.38 | 3.1286 | 1.738 | 2.103 | 0 | 2.103 | 5.027 | 83.7836 | 0.20086 | 0.26256 | 0.57836 | 1.7 | 2.4609
2007-06-04 09:00 | 0.74024 | 44.4222 | -112.4878 | 49.5809 | 0.68938 | 1.2299 | 1.9875 | 1.9875 | 1.7 | 0 | 0.5202 | 1.9875 | 61.8797 | 0 | 0 | 0 | 1.2299 | 0.30263 | 0.2875 | 0 | 0 | 1.0256 | 3.6306 | 0.92723 | 0 | 0.92723 | 5.9067 | 98.4443 | 0.20097 | 2.1862 | 0.98389 | 1.7 | 4.8605
2007-06-04 10:00 | 0.79986 | 57.8652 | -118.0184 | 37.1488 | 0.75812 | 1.3525 | 0 | 0 | 0 | 0 | 0 | 0 | 0 | 1.2541 | 0 | 0 | 1.3525 | 0 | 0 | 0 | 0 | 0.098393 | 4.4651 | 0.098393 | 0 | 0.098393 | 6 | 100 | 0.20094 | 0 | 1.082 | 0 | 5.8176
2007-06-04 11:00 | 0.99044 | 70.0522 | -133.5549 | 26.9451 | 0.94301 | 1.6823 | 0.87138 | 0.87138 | 0 | 0 | 0 | 0.87138 | 193.0636 | 0.76508 | 0 | 0 | 1.6823 | 0.91725 | 0.87138 | 0 | 0 | 0 | 4.5537 | 0 | 0 | 0 | 6 | 100 | 0.20094 | 0.95852 | 1.3459 | 0 | 6.236
2007-06-04 12:00 | 0.94767 | 76.7057 | -177.9881 | 22.3234 | 0.9053 | 1.6151 | 2.0883 | 2.0883 | 0.70829 | 0 | 0.24946 | 2.0883 | 77.3385 | 0.16242 | 0 | 0 | 1.6151 | 1.4526 | 1.38 | 0 | 0 | 0 | 4.5537 | 0 | 0 | 0 | 6 | 100 | 0.20094 | 2.2971 | 1.292 | 1.7 | 6.1687
2007-06-04 13:00 | 0.79041 | 70.7573 | 135.3409 | 26.4118 | 0.75878 | 1.3537 | 1.3262 | 1.3262 | 0.425 | 0 | 0.17213 | 1.3262 | 102.0687 | 0.405 | 0 | 0 | 1.3537 | 0.94866 | 0.90123 | 0 | 0 | 0 | 4.5537 | 0 | 0 | 0 | 6 | 100 | 0.20094 | 1.4589 | 1.0829 | 1.7 | 5.9074
2007-06-04 14:00 | 0.65384 | 58.7346 | 118.6202 | 36.3759 | 0.62844 | 1.1211 | 0.88869 | 0.88869 | 0 | 0 | 0 | 0.88869 | 126.1558 | 0.18567 | 0 | 0 | 1.1211 | 0.93546 | 0.88869 | 0 | 0 | 0 | 4.5537 | 0 | 0 | 0 | 6 | 100 | 0.20094 | 0.97756 | 0.89691 | 0 | 5.6748
2007-06-04 15:00 | 0.51614 | 45.3339 | 112.709 | 48.7161 | 0.49384 | 0.88101 | 0.5361 | 0.5361 | 0 | 0 | 0 | 0.5361 | 164.3351 | 0.31669 | 0 | 0 | 0.88101 | 0.56432 | 0.5361 | 0 | 0 | 0 | 4.5537 | 0 | 0 | 0 | 6 | 100 | 0.20094 | 0.58971 | 0.70481 | 0 | 5.4347
2007-06-04 16:00 | 0.49278 | 31.5501 | 110.699 | 62.0003 | 0.44763 | 0.79857 | 0 | 0 | 0 | 0 | 0 | 0 | 0 | 0.79857 | 0 | 0 | 0.79857 | 0 | 0 | 0 | 0 | 0 | 4.5537 | 0 | 0 | 0 | 6 | 100 | 0.20094 | 0 | 0.63886 | 0 | 5.3523
2007-06-04 17:00 | 0.24266 | 17.6779 | 110.6532 | 75.6916 | 0.21021 | 0.37501 | 1.4477 | 1.4477 | 1.0914 | 0 | 0.35405 | 1.4477 | 25.905 | 1.1102e-16 | 0 | 0 | 0.37501 | 0.37501 | 0.35626 | 0 | 0 | 0 | 4.5537 | 0 | 0 | 0 | 6 | 100 | 0.20094 | 1.5924 | 0.30001 | 1.7 | 4.9287
2007-06-04 18:00 | 0.043486 | 3.8674 | 111.9867 | 89.5435 | 0.031036 | 0.055368 | 1.06 | 1.06 | 0 | 0 | 0 | 1.06 | 5.2235 | 0 | 2.2204e-16 | 0 | 0.055368 | 1.1158 | 1.06 | 0 | 0 | 0 | 4.5537 | 0 | 1.0604 | -1.0604 | 4.8822 | 81.3706 | 0.20094 | 1.166 | 0.044294 | 0 | 4.6091
2007-06-04 19:00 | 0 | 0 | 114.6536 | 90 | 0 | 0 | 0.53205 | 0.53205 | 0 | 0 | 0 | 0.53205 | 0 | 0 | 1.1102e-16 | 0 | 0 | 0.56005 | 0.53205 | 0 | 0 | 1.1782 | 3.4933 | 0 | 0.56005 | -0.56005 | 4.2919 | 71.5315 | 0.20094 | 0.58525 | 0 | 0 | 3.4933
2007-06-04 20:00 | 0 | 0 | 118.9917 | 90 | 0 | 0 | 1.8697 | 1.8697 | 1.7 | 0 | 0.5202 | 1.8697 | 0 | 0 | 0 | 0 | 0 | 0.17862 | 0.16969 | 0 | 0 | 1.8005 | 2.9332 | 0 | 0.17862 | -0.17862 | 4.1036 | 68.3935 | 0.20094 | 2.0567 | 0 | 1.7 | 2.9332
2007-06-04 21:00 | 0 | 0 | 125.8287 | 90 | 0 | 0 | 0.86622 | 0.86622 | 1.7 | 0 | 0.5202 | 0.86622 | 0 | 0 | 0 | 0 | 0 | 0 | 0 | 0.83378 | 0.79209 | 1.999 | 2.7546 | 0.79209 | 0 | 0.79209 | 4.8551 | 80.9175 | 0.20106 | 0.95285 | 0 | 1.7 | 2.7546
2007-06-04 22:00 | 0 | 0 | 136.7826 | 90 | 0 | 0 | 0.25616 | 0.25616 | 0 | 0 | 0 | 0.25616 | 0 | 0 | 5.5511e-17 | 0 | 0 | 0.26964 | 0.25616 | 0 | 0 | 1.2069 | 3.4675 | 0 | 0.26964 | -0.26964 | 4.5708 | 76.1804 | 0.20106 | 0.28178 | 0 | 0 | 3.4675
2007-06-04 23:00 | 0 | 0 | 154.3343 | 90 | 0 | 0 | 0 | 0 | 0 | 0 | 0 | 0 | 0 | 0 | 0 | 0 | 0 | 0 | 0 | 0 | 0 | 1.5065 | 3.1978 | 0 | 0 | 0 | 4.5708 | 76.1804 | 0.20106 | 0 | 0 | 0 | 3.1978
2007-06-05 | 0 | 0 | 179.0414 | 90 | 0 | 0 | 0 | 0 | 0 | 0 | 0 | 0 | 0 | 0 | 0 | 0 | 0 | 0 | 0 | 0 | 0 | 1.5065 | 3.1978 | 0 | 0 | 0 | 4.5708 | 76.1804 | 0.20106 | 0 | 0 | 0 | 3.1978
2007-06-05 01:00 | 0 | 0 | -155.9431 | 90 | 0 | 0 | 0.076678 | 0.076678 | 0 | 0 | 0 | 0.076678 | 0 | 0 | 0 | 0 | 0 | 0.080714 | 0.076678 | 0 | 0 | 1.5065 | 3.1978 | 0 | 0.080714 | -0.080714 | 4.4858 | 74.7624 | 0.20106 | 0.084346 | 0 | 0 | 3.1978
2007-06-05 02:00 | 0 | 0 | -137.8857 | 90 | 0 | 0 | 0.1115 | 0.1115 | 0 | 0 | 0 | 0.1115 | 0 | 0 | 0 | 0 | 0 | 0.11737 | 0.1115 | 0 | 0 | 1.5962 | 3.1171 | 0 | 0.11737 | -0.11737 | 4.362 | 72.7004 | 0.20106 | 0.12265 | 0 | 0 | 3.1171
2007-06-05 03:00 | 0 | 0 | -126.5606 | 90 | 0 | 0 | 0.0281 | 0.0281 | 0 | 0 | 0 | 0.0281 | 0 | 0 | 3.4694e-18 | 0 | 0 | 0.029579 | 0.0281 | 0 | 0 | 1.7266 | 2.9998 | 0 | 0.029579 | -0.029579 | 4.3309 | 72.1807 | 0.20106 | 0.03091 | 0 | 0 | 2.9998
2007-06-05 04:00 | 0 | 0 | -119.4956 | 90 | 0 | 0 | 0.25765 | 0.25765 | 0 | 0 | 0 | 0.25765 | 0 | 0 | 0 | 0 | 0 | 0.27121 | 0.25765 | 0 | 0 | 1.7594 | 2.9702 | 0 | 0.27121 | -0.27121 | 4.045 | 67.416 | 0.20106 | 0.28342 | 0 | 0 | 2.9702
2007-06-05 05:00 | 0 | 0 | -115.014 | 90 | 0 | 0 | 0.21705 | 0.21705 | 0 | 0 | 0 | 0.21705 | 0 | 0 | 0 | 0 | 0 | 0.22847 | 0.21705 | 0 | 0 | 2.0608 | 2.699 | 0 | 0.22847 | -0.22847 | 3.8041 | 63.4023 | 0.20106 | 0.23875 | 0 | 0 | 2.699
2007-06-05 06:00 | 0.02833 | 2.9326 | -112.2472 | 90.5061 | 0.02462 | 0.043923 | 0 | 0 | 0 | 0 | 0 | 0 | 0 | 0 | 0 | 0 | 0.043923 | 0 | 0 | 0 | 0 | 2.3146 | 2.4705 | 0.043923 | 0 | 0.043923 | 3.8458 | 64.0967 | 0.20105 | 0 | 0.035138 | 0 | 2.5144
2007-06-05 07:00 | 0.095671 | 16.7226 | -110.8306 | 76.6615 | 0.094589 | 0.16875 | 2.1991 | 2.1991 | 1.7 | 0 | 0.5202 | 2.1991 | 7.6736 | 1.1102e-16 | 0 | 0 | 0.16875 | 0.52532 | 0.49905 | 0 | 0 | 2.2707 | 2.51 | 0 | 0.35657 | -0.35657 | 3.47 | 57.8324 | 0.20105 | 2.419 | 0.135 | 1.7 | 2.6788
2007-06-05 08:00 | 0.23616 | 30.5826 | -110.7844 | 62.9666 | 0.232 | 0.41389 | 1.8718 | 1.8718 | 1.7 | 0 | 0.5202 | 1.8718 | 22.1116 | 0 | 0 | 0 | 0.41389 | 0.18089 | 0.17184 | 0 | 0 | 2.6669 | 2.1535 | 0.23301 | 0 | 0.23301 | 3.691 | 61.5166 | 0.20108 | 2.059 | 0.33111 | 1.7 | 2.5674
2007-06-05 09:00 | 0.33183 | 44.3646 | -112.6466 | 49.659 | 0.32709 | 0.58352 | 1.6246 | 1.6246 | 1.7 | 0 | 0.5202 | 1.6246 | 35.9173 | 0 | 0 | 0 | 0.58352 | 0 | 0 | 0.07537 | 0.071602 | 2.4339 | 2.3632 | 0.65513 | 0 | 0.65513 | 4.3125 | 71.875 | 0.20115 | 1.7871 | 0.46682 | 1.7 | 2.9467
2007-06-05 10:00 | 0.44475 | 57.7887 | -118.2093 | 37.2465 | 0.43771 | 0.78087 | 0.57535 | 0.57535 | 1.5234 | 0 | 0.47198 | 0.57535 | 135.722 | 0 | 0 | 0 | 0.78087 | 0 | 0 | 0.94802 | 0.90062 | 1.7788 | 2.9528 | 1.6815 | 0 | 1.6815 | 5.9077 | 98.4616 | 0.20114 | 0.63288 | 0.6247 | 1.7 | 3.7337
2007-06-05 11:00 | 0.52076 | 69.9458 | -133.7588 | 27.0656 | 0.5122 | 0.91377 | 0.78495 | 0.78495 | 0 | 0 | 0 | 0.78495 | 116.4105 | 0 | 0 | 0 | 0.91377 | 0.82627 | 0.78495 | 0 | 0 | 0.097296 | 4.4661 | 0.087501 | 0 | 0.087501 | 5.9907 | 99.8451 | 0.20112 | 0.86345 | 0.73101 | 0 | 5.3799
2007-06-05 12:00 | 0.54511 | 76.5829 | -177.8444 | 22.4457 | 0.53622 | 0.95662 | 1.2587 | 1.2587 | 0.425 | 0 | 0.17213 | 1.2587 | 76.0013 | 0.069257 | 0 | 0 | 0.95662 | 0.87757 | 0.83369 | 0 | 0 | 0.009795 | 4.5449 | 0.009795 | 0 | 0.009795 | 6 | 100 | 0.20112 | 1.3846 | 0.7653 | 1.7 | 5.5015
2007-06-05 13:00 | 0.59165 | 70.7051 | 135.6925 | 26.491 | 0.57845 | 1.032 | 1.4507 | 1.4507 | 0.47034 | 0 | 0.1845 | 1.4507 | 71.135 | 2.2204e-16 | 0 | 0 | 1.032 | 1.032 | 0.98036 | 0 | 0 | 0 | 4.5537 | 0 | 0 | 0 | 6 | 100 | 0.20112 | 1.5958 | 0.82556 | 1.7 | 5.5856
2007-06-05 14:00 | 0.42407 | 58.7275 | 118.865 | 36.4123 | 0.41834 | 0.74632 | 1.0649 | 1.0649 | 0 | 0 | 0 | 1.0649 | 70.0823 | 0 | 0 | 0 | 0.74632 | 1.121 | 1.0649 | 0 | 0 | 0 | 4.5537 | 0 | 0.37465 | -0.37465 | 5.6051 | 93.4181 | 0.20112 | 1.1714 | 0.59706 | 0 | 5.3
2007-06-05 15:00 | 0.16842 | 45.3499 | 112.8885 | 48.7247 | 0.16738 | 0.29861 | 0.44792 | 0.44792 | 0 | 0 | 0 | 0.44792 | 66.6661 | 0 | 5.5511e-17 | 0 | 0.29861 | 0.47149 | 0.44792 | 0 | 0 | 0.41628 | 4.179 | 0 | 0.17288 | -0.17288 | 5.4229 | 90.3808 | 0.20112 | 0.49271 | 0.23889 | 0 | 4.4776
2007-06-05 16:00 | 0.1903 | 31.5814 | 110.8437 | 61.9899 | 0.18852 | 0.33632 | 1.0314 | 1.0314 | 0 | 0 | 0 | 1.0314 | 32.6071 | 0 | 2.2204e-16 | 0 | 0.33632 | 1.0857 | 1.0314 | 0 | 0 | 0.60837 | 4.0062 | 0 | 0.7494 | -0.7494 | 4.6329 | 77.2153 | 0.20112 | 1.1346 | 0.26906 | 0 | 4.3425
2007-06-05 17:00 | 0.13315 | 17.7215 | 110.7786 | 75.6666 | 0.13012 | 0.23213 | 0 | 0 | 0 | 0 | 0 | 0 | 0 | 0 | 0 | 0 | 0.23213 | 0 | 0 | 0 | 0 | 1.441 | 3.2568 | 0.23213 | 0 | 0.23213 | 4.8531 | 80.8856 | 0.20106 | 0 | 0.18571 | 0 | 3.4889
2007-06-05 18:00 | 0.056213 | 3.9222 | 112.1018 | 89.506 | 0.024426 | 0.043575 | 1.0508 | 1.0508 | 0 | 0 | 0 | 1.0508 | 4.1469 | 0 | 2.2204e-16 | 0 | 0.043575 | 1.1061 | 1.0508 | 0 | 0 | 1.2089 | 3.4657 | 0 | 1.0625 | -1.0625 | 3.7332 | 62.2192 | 0.20106 | 1.1559 | 0.03486 | 0 | 3.5093
2007-06-05 19:00 | 0 | 0 | 114.7638 | 90 | 0 | 0 | 1.2308 | 1.2308 | 0 | 0 | 0 | 1.2308 | 0 | 0 | 2.2204e-16 | 0 | 0 | 1.2956 | 1.2308 | 0 | 0 | 2.3895 | 2.4032 | 0 | 1.2956 | -1.2956 | 2.3675 | 39.4576 | 0.20106 | 1.3539 | 0 | 0 | 2.4032
2007-06-05 20:00 | 0 | 0 | 119.1001 | 90 | 0 | 0 | 0 | 0 | 0 | 0 | 0 | 0 | 0 | 0 | 0 | 0 | 0 | 0 | 0 | 0 | 0 | 3.829 | 1.1075 | 0 | 0 | 0 | 2.3675 | 39.4576 | 0.20106 | 0 | 0 | 0 | 1.1075
2007-06-05 21:00 | 0 | 0 | 125.9344 | 90 | 0 | 0 | 0.3389 | 0.3389 | 0 | 0 | 0 | 0.3389 | 0 | 0 | 0 | 0 | 0 | 0.35674 | 0.3389 | 0 | 0 | 3.829 | 1.1075 | 0 | 0.35674 | -0.35674 | 1.9914 | 33.1904 | 0.20106 | 0.37279 | 0 | 0 | 1.1075
2007-06-05 22:00 | 0 | 0 | 136.8741 | 90 | 0 | 0 | 0.26801 | 0.26801 | 0 | 0 | 0 | 0.26801 | 0 | 0 | 5.5511e-17 | 0 | 0 | 0.28212 | 0.26801 | 0 | 0 | 4.2254 | 0.75081 | 0 | 0.28212 | -0.28212 | 1.694 | 28.234 | 0.20106 | 0.29482 | 0 | 0 | 0.75081
2007-06-05 23:00 | 0 | 0 | 154.3736 | 90 | 0 | 0 | 0.48351 | 0.48351 | 1.7 | 0 | 0.5202 | 0.48351 | 0 | 0 | 0 | 0 | 0 | 0 | 0 | 1.2165 | 1.1557 | 4.5389 | 0.46869 | 1.1557 | 0 | 1.1557 | 2.7904 | 46.5067 | 0.20123 | 0.53186 | 0 | 1.7 | 0.46869
2007-06-06 | 0 | 0 | 178.9703 | 90 | 0 | 0 | 0.38679 | 0.38679 | 1.7 | 0 | 0.5202 | 0.38679 | 0 | 0 | 0 | 0 | 0 | 0 | 0 | 1.3132 | 1.2475 | 3.3832 | 1.5088 | 1.2475 | 0 | 1.2475 | 3.9739 | 66.2322 | 0.20141 | 0.42547 | 0 | 1.7 | 1.5088
2007-06-06 01:00 | 0 | 0 | -156.0935 | 90 | 0 | 0 | 0.18507 | 0.18507 | 1.6377 | 0 | 0.50319 | 0.18507 | 0 | 0 | 0 | 0 | 0 | 0 | 0 | 1.4526 | 1.38 | 2.1357 | 2.6316 | 1.38 | 0 | 1.38 | 5.2831 | 88.0519 | 0.20152 | 0.20357 | 0 | 1.7 | 2.6316
2007-06-06 02:00 | 0 | 0 | -138.0473 | 90 | 0 | 0 | 0.12951 | 0.12951 | 0 | 0 | 0 | 0.12951 | 0 | 0 | 0 | 0 | 0 | 0.13633 | 0.12951 | 0 | 0 | 0.75567 | 3.8736 | 0 | 0.13633 | -0.13633 | 5.1394 | 85.6568 | 0.20152 | 0.14246 | 0 | 0 | 3.8736
2007-06-06 03:00 | 0 | 0 | -126.7078 | 90 | 0 | 0 | 0.12889 | 0.12889 | 0 | 0 | 0 | 0.12889 | 0 | 0 | 0 | 0 | 0 | 0.13567 | 0.12889 | 0 | 0 | 0.90715 | 3.7373 | 0 | 0.13567 | -0.13567 | 4.9964 | 83.2733 | 0.20152 | 0.14177 | 0 | 0 | 3.7373
2007-06-06 04:00 | 0 | 0 | -119.6281 | 90 | 0 | 0 | 0 | 0 | 0 | 0 | 0 | 0 | 0 | 0 | 0 | 0 | 0 | 0 | 0 | 0 | 0 | 1.0579 | 3.6016 | 0 | 0 | 0 | 4.9964 | 83.2733 | 0.20152 | 0 | 0 | 0 | 3.6016
2007-06-06 05:00 | 0 | 0 | -115.1371 | 90 | 0 | 0 | 0.16869 | 0.16869 | 0 | 0 | 0 | 0.16869 | 0 | 0 | 2.7756e-17 | 0 | 0 | 0.17757 | 0.16869 | 0 | 0 | 1.0579 | 3.6016 | 0 | 0.17757 | -0.17757 | 4.8092 | 80.1538 | 0.20152 | 0.18556 | 0 | 0 | 3.6016
2007-06-06 06:00 | 0.045753 | 2.9109 | -112.3667 | 90.545 | 0.016715 | 0.029819 | 0 | 0 | 0 | 0 | 0 | 0 | 0 | 0 | 0 | 0 | 0.029819 | 0 | 0 | 0 | 0 | 1.2552 | 3.424 | 0.029819 | 0 | 0.029819 | 4.8375 | 80.6253 | 0.20151 | 0 | 0.023855 | 0 | 3.4538
2007-06-06 07:00 | 0.25689 | 16.6894 | -110.9524 | 76.7119 | 0.21323 | 0.38041 | 0.63847 | 0.63847 | 0 | 0 | 0 | 0.63847 | 59.5808 | 0 | 1.1102e-16 | 0 | 0.38041 | 0.67208 | 0.63847 | 0 | 0 | 1.2254 | 3.4509 | 0 | 0.29167 | -0.29167 | 4.5301 | 75.5012 | 0.20151 | 0.70232 | 0.30433 | 0 | 3.8313
2007-06-06 08:00 | 0.44855 | 30.5379 | -110.9154 | 63.0292 | 0.40823 | 0.72828 | 0 | 0 | 0 | 0 | 0 | 0 | 0 | 0 | 0 | 0 | 0.72828 | 0 | 0 | 0 | 0 | 1.5494 | 3.1592 | 0.72828 | 0 | 0.72828 | 5.221 | 87.0163 | 0.20133 | 0 | 0.58262 | 0 | 3.8875
2007-06-06 09:00 | 0.53075 | 44.3067 | -112.7956 | 49.7361 | 0.50466 | 0.90031 | 0.93831 | 0.93831 | 0 | 0 | 0 | 0.93831 | 95.9499 | 0 | 1.1102e-16 | 0 | 0.90031 | 0.9877 | 0.93831 | 0 | 0 | 0.82117 | 3.8146 | 0 | 0.087387 | -0.087387 | 5.1289 | 85.481 | 0.20133 | 1.0321 | 0.72025 | 0 | 4.715
2007-06-06 10:00 | 0.77004 | 57.7129 | -118.3869 | 37.3419 | 0.73048 | 1.3032 | 0.49449 | 0.49449 | 0 | 0 | 0 | 0.49449 | 263.5388 | 0 | 0 | 0 | 1.3032 | 0.52052 | 0.49449 | 0 | 0 | 0.91826 | 3.7273 | 0.78266 | 0 | 0.78266 | 5.8714 | 97.856 | 0.20113 | 0.54394 | 1.0425 | 0 | 5.0304
2007-06-06 11:00 | 0.93146 | 69.8424 | -133.9434 | 27.1815 | 0.8869 | 1.5822 | 1.5262 | 1.5262 | 0.425 | 0 | 0.17213 | 1.5262 | 103.6676 | 0.28742 | 0 | 0 | 1.5822 | 1.1592 | 1.1012 | 0 | 0 | 0.1356 | 4.4316 | 0.1356 | 0 | 0.1356 | 6 | 100 | 0.20109 | 1.6789 | 1.2658 | 1.7 | 6.0139
2007-06-06 12:00 | 0.75798 | 76.4666 | -177.6965 | 22.5615 | 0.73154 | 1.3051 | 2.1928 | 2.1928 | 0.95302 | 0 | 0.31627 | 2.1928 | 59.5149 | 0 | 0 | 0 | 1.3051 | 1.3051 | 1.2398 | 0 | 0 | 0 | 4.5537 | 0 | 0 | 0 | 6 | 100 | 0.20109 | 2.4121 | 1.044 | 1.7 | 5.8587
2007-06-06 13:00 | 0.91683 | 70.6577 | 136.03 | 26.5643 | 0.87369 | 1.5587 | 2.8903 | 2.8903 | 1.5103 | 0 | 0.46841 | 2.8903 | 53.9277 | 0.10604 | 0 | 0.099328 | 1.5587 | 1.4526 | 1.38 | 0 | 0 | 0 | 4.5537 | 0 | 0 | 0 | 6 | 100 | 0.20109 | 3.1793 | 1.2469 | 1.7 | 6.1124
2007-06-06 14:00 | 0.68882 | 58.7235 | 119.0985 | 36.4442 | 0.65907 | 1.1758 | 0.77969 | 0.77969 | 0 | 0 | 0 | 0.77969 | 150.8015 | 0.35506 | 0 | 0 | 1.1758 | 0.82072 | 0.77969 | 0 | 0 | 0 | 4.5537 | 0 | 0 | 0 | 6 | 100 | 0.20109 | 0.85766 | 0.94062 | 0 | 5.7295
2007-06-06 15:00 | 0.50933 | 45.3682 | 113.0592 | 48.7298 | 0.48774 | 0.87013 | 1.524 | 1.524 | 0.69742 | 0 | 0.2465 | 1.524 | 57.0934 | 0 | 0 | 0 | 0.87013 | 0.87013 | 0.82662 | 0 | 0 | 0 | 4.5537 | 0 | 0 | 0 | 6 | 100 | 0.20109 | 1.6764 | 0.6961 | 1.7 | 5.4238
2007-06-06 16:00 | 0.26819 | 31.6142 | 110.9808 | 61.977 | 0.26199 | 0.46738 | 0.074635 | 0.074635 | 0 | 0 | 0 | 0.074635 | 626.2202 | 0.38882 | 0 | 0 | 0.46738 | 0.078564 | 0.074635 | 0 | 0 | 0 | 4.5537 | 0 | 0 | 0 | 6 | 100 | 0.20109 | 0.082099 | 0.37391 | 0 | 5.0211
2007-06-06 17:00 | 0.15928 | 17.766 | 110.8971 | 75.6398 | 0.15267 | 0.27237 | 1.2386 | 1.2386 | 0 | 0 | 0 | 1.2386 | 21.9899 | 0 | 2.2204e-16 | 0 | 0.27237 | 1.3038 | 1.2386 | 0 | 0 | 0 | 4.5537 | 0 | 1.0314 | -1.0314 | 4.9128 | 81.8796 | 0.20109 | 1.3625 | 0.2179 | 0 | 4.8261
2007-06-06 18:00 | 0.035273 | 3.9773 | 112.2101 | 89.4672 | 0.030972 | 0.055255 | 1.3822 | 1.3822 | 1.7 | 0 | 0.5202 | 1.3822 | 3.9975 | 0 | 0 | 0 | 0.055255 | 0 | 0 | 0.31777 | 0.30188 | 1.146 | 3.5223 | 0.35713 | 0 | 0.35713 | 5.2516 | 87.5264 | 0.20114 | 1.5205 | 0.044204 | 1.7 | 3.5775
2007-06-06 19:00 | 0 | 0 | 114.8671 | 90 | 0 | 0 | 0.45945 | 0.45945 | 0 | 0 | 0 | 0.45945 | 0 | 0 | 5.5511e-17 | 0 | 0 | 0.48364 | 0.45945 | 0 | 0 | 0.7889 | 3.8437 | 0 | 0.48364 | -0.48364 | 4.7418 | 79.0298 | 0.20114 | 0.5054 | 0 | 0 | 3.8437
2007-06-06 20:00 | 0 | 0 | 119.2011 | 90 | 0 | 0 | 0 | 0 | 0 | 0 | 0 | 0 | 0 | 0 | 0 | 0 | 0 | 0 | 0 | 0 | 0 | 1.3263 | 3.36 | 0 | 0 | 0 | 4.7418 | 79.0298 | 0.20114 | 0 | 0 | 0 | 3.36
2007-06-06 21:00 | 0 | 0 | 126.032 | 90 | 0 | 0 | 0.18543 | 0.18543 | 0 | 0 | 0 | 0.18543 | 0 | 0 | 2.7756e-17 | 0 | 0 | 0.19519 | 0.18543 | 0 | 0 | 1.3263 | 3.36 | 0 | 0.19519 | -0.19519 | 4.5361 | 75.6007 | 0.20114 | 0.20397 | 0 | 0 | 3.36
2007-06-06 22:00 | 0 | 0 | 136.957 | 90 | 0 | 0 | 0.094616 | 0.094616 | 0 | 0 | 0 | 0.094616 | 0 | 0 | 1.3878e-17 | 0 | 0 | 0.099595 | 0.094616 | 0 | 0 | 1.5432 | 3.1649 | 0 | 0.099595 | -0.099595 | 4.4311 | 73.851 | 0.20114 | 0.10408 | 0 | 0 | 3.1649
2007-06-06 23:00 | 0 | 0 | 154.4053 | 90 | 0 | 0 | 0.13288 | 0.13288 | 0 | 0 | 0 | 0.13288 | 0 | 0 | 2.7756e-17 | 0 | 0 | 0.13988 | 0.13288 | 0 | 0 | 1.6538 | 3.0653 | 0 | 0.13988 | -0.13988 | 4.2836 | 71.3936 | 0.20114 | 0.14617 | 0 | 0 | 3.0653
2007-06-07 | 0 | 0 | 178.8971 | 90 | 0 | 0 | 0.31974 | 0.31974 | 0 | 0 | 0 | 0.31974 | 0 | 0 | 5.5511e-17 | 0 | 0 | 0.33657 | 0.31974 | 0 | 0 | 1.8092 | 2.9254 | 0 | 0.33657 | -0.33657 | 3.9288 | 65.4806 | 0.20114 | 0.35172 | 0 | 0 | 2.9254
2007-06-07 01:00 | 0 | 0 | -156.2401 | 90 | 0 | 0 | 0.35582 | 0.35582 | 0 | 0 | 0 | 0.35582 | 0 | 0 | 0 | 0 | 0 | 0.37454 | 0.35582 | 0 | 0 | 2.1832 | 2.5888 | 0 | 0.37454 | -0.37454 | 3.534 | 58.9006 | 0.20114 | 0.3914 | 0 | 0 | 2.5888
2007-06-07 02:00 | 0 | 0 | -138.2028 | 90 | 0 | 0 | 0.19095 | 0.19095 | 0 | 0 | 0 | 0.19095 | 0 | 0 | 2.7756e-17 | 0 | 0 | 0.20099 | 0.19095 | 0 | 0 | 2.5994 | 2.2143 | 0 | 0.20099 | -0.20099 | 3.3222 | 55.3695 | 0.20114 | 0.21004 | 0 | 0 | 2.2143
2007-06-07 03:00 | 0 | 0 | -126.8486 | 90 | 0 | 0 | 0.28624 | 0.28624 | 0 | 0 | 0 | 0.28624 | 0 | 0 | 5.5511e-17 | 0 | 0 | 0.30131 | 0.28624 | 0 | 0 | 2.8227 | 2.0133 | 0 | 0.30131 | -0.30131 | 3.0046 | 50.076 | 0.20114 | 0.31487 | 0 | 0 | 2.0133
2007-06-07 04:00 | 0 | 0 | -119.7543 | 90 | 0 | 0 | 0.11625 | 0.11625 | 0 | 0 | 0 | 0.11625 | 0 | 0 | 1.3878e-17 | 0 | 0 | 0.12236 | 0.11625 | 0 | 0 | 3.1575 | 1.712 | 0 | 0.12236 | -0.12236 | 2.8756 | 47.9263 | 0.20114 | 0.12787 | 0 | 0 | 1.712
2007-06-07 05:00 | 0 | 0 | -115.2539 | 90 | 0 | 0 | 0.4816 | 0.4816 | 0 | 0 | 0 | 0.4816 | 0 | 0 | 5.5511e-17 | 0 | 0 | 0.50695 | 0.4816 | 0 | 0 | 3.2934 | 1.5896 | 0 | 0.50695 | -0.50695 | 2.3412 | 39.0202 | 0.20114 | 0.52976 | 0 | 0 | 1.5896
2007-06-07 06:00 | 0.018869 | 2.8869 | -112.4798 | 90.5851 | 0.018251 | 0.032559 | 0.33431 | 0.33431 | 0 | 0 | 0 | 0.33431 | 9.7394 | 0 | 0 | 0 | 0.032559 | 0.3519 | 0.33431 | 0 | 0 | 3.8567 | 1.0827 | 0 | 0.31934 | -0.31934 | 2.0046 | 33.41 | 0.20114 | 0.36774 | 0.026047 | 0 | 1.1152
2007-06-07 07:00 | 0.070091 | 16.6547 | -111.0673 | 76.7629 | 0.069479 | 0.12395 | 0.57618 | 0.57618 | 0 | 0 | 0 | 0.57618 | 21.5125 | 0 | 1.1102e-16 | 0 | 0.12395 | 0.6065 | 0.57618 | 0 | 0 | 4.2115 | 0.76331 | 0 | 0.48255 | -0.48255 | 1.4959 | 24.9324 | 0.20114 | 0.63379 | 0.09916 | 0 | 0.88726
2007-06-07 08:00 | 0.16925 | 30.4922 | -111.0385 | 63.0917 | 0.16784 | 0.29943 | 3.4924 | 2.2512 | 1.7 | 0 | 0.5202 | 2.2512 | 13.301 | 0 | 1.2412 | 1.818 | 0.29943 | 0.58019 | 0.55118 | 0 | 0 | 4.7477 | 0.28076 | 0 | 0.28076 | -0.28076 | 1.2 | 20 | 0.20114 | 3.8417 | 0.23954 | 1.7 | 0.58019
2007-06-07 09:00 | 0.34555 | 44.2485 | -112.9349 | 49.8121 | 0.33994 | 0.60645 | 2.2297 | 2.2297 | 1.7 | 0 | 0.5202 | 2.2297 | 27.1986 | 0 | 0 | 0.63744 | 0.60645 | 0.55758 | 0.5297 | 0 | 0 | 5.0597 | 0 | 0.048871 | 0 | 0.048871 | 1.2464 | 20.7727 | 0.20115 | 2.4527 | 0.48516 | 1.7 | 0.60645
2007-06-07 10:00 | 0.4238 | 57.638 | -118.5512 | 37.4348 | 0.41779 | 0.74534 | 2.5756 | 2.4499 | 1.7 | 0 | 0.5202 | 2.4499 | 30.4239 | 0 | 0.12569 | 0.94971 | 0.74534 | 0.78933 | 0.74986 | 0 | 0 | 5.0108 | 0.043984 | 0 | 0.043984 | -0.043984 | 1.2 | 20 | 0.20115 | 2.8331 | 0.59628 | 1.7 | 0.78933
2007-06-07 11:00 | 0.3412 | 69.7421 | -134.1091 | 27.2928 | 0.33881 | 0.60443 | 0.80821 | 0.80821 | 1.7 | 0 | 0.5202 | 0.80821 | 74.7867 | 0 | 0 | 0 | 0.60443 | 0 | 0 | 0.89179 | 0.8472 | 5.0597 | 0 | 1.4516 | 0 | 1.4516 | 2.5771 | 42.9523 | 0.20127 | 0.88903 | 0.48354 | 1.7 | 0.60443
2007-06-07 12:00 | 0.72885 | 76.3568 | -177.5446 | 22.6707 | 0.70503 | 1.2578 | 2.1903 | 2.1903 | 1.7 | 0 | 0.5202 | 2.1903 | 57.4252 | 0 | 0 | 0 | 1.2578 | 0.51609 | 0.49029 | 0 | 0 | 3.608 | 1.3065 | 0.74169 | 0 | 0.74169 | 3.2808 | 54.6794 | 0.20135 | 2.4093 | 1.0062 | 1.7 | 2.5642
2007-06-07 13:00 | 0.59895 | 70.6151 | 136.3536 | 26.6318 | 0.58498 | 1.0436 | 0.73609 | 0.73609 | 1.7 | 0 | 0.5202 | 0.73609 | 141.7766 | 0 | 0 | 0 | 1.0436 | 0 | 0 | 0.96391 | 0.91571 | 2.8663 | 1.974 | 1.9593 | 0 | 1.9593 | 5.1395 | 85.6589 | 0.20134 | 0.8097 | 0.83488 | 1.7 | 3.0176
2007-06-07 14:00 | 0.6739 | 58.7226 | 119.3209 | 36.4717 | 0.6457 | 1.1519 | 2.4993 | 2.4993 | 1.7 | 0 | 0.5202 | 2.4993 | 46.0899 | 0 | 0 | 0 | 1.1519 | 0.84136 | 0.79929 | 0 | 0 | 0.90701 | 3.7374 | 0.31056 | 0 | 0.31056 | 5.4342 | 90.5693 | 0.20137 | 2.7492 | 0.92154 | 1.7 | 4.8893
2007-06-07 15:00 | 0.26224 | 45.3886 | 113.221 | 48.7316 | 0.26011 | 0.46403 | 1.5436 | 1.5436 | 1.6694 | 0 | 0.51185 | 1.5436 | 30.0614 | 0 | 0 | 0 | 0.46403 | 0 | 0 | 0.1258 | 0.11951 | 0.59645 | 4.0169 | 0.58354 | 0 | 0.58354 | 5.9878 | 99.7959 | 0.20144 | 1.698 | 0.37122 | 1.7 | 4.4809
2007-06-07 16:00 | 0.21333 | 31.6486 | 111.1103 | 61.9614 | 0.21076 | 0.376 | 1.3537 | 1.3537 | 1.0088 | 0 | 0.33149 | 1.3537 | 27.7758 | 1.3878e-17 | 0 | 0 | 0.376 | 0.36309 | 0.34494 | 0 | 0 | 0.012911 | 4.5421 | 0.012911 | 0 | 0.012911 | 6 | 100 | 0.20144 | 1.4891 | 0.3008 | 1.7 | 4.9181
2007-06-07 17:00 | 0.13361 | 17.8113 | 111.0087 | 75.611 | 0.13057 | 0.23293 | 2.1603 | 2.1603 | 1.7 | 0 | 0.5202 | 2.1603 | 10.7822 | 1.1102e-16 | 0 | 0 | 0.23293 | 0.48457 | 0.46034 | 0 | 0 | 0 | 4.5537 | 0 | 0.25164 | -0.25164 | 5.7348 | 95.5791 | 0.20144 | 2.3764 | 0.18635 | 1.7 | 4.7866
2007-06-07 18:00 | 0.040314 | 4.0327 | 112.3116 | 89.4271 | 0.032522 | 0.058019 | 1.7416 | 1.7416 | 1.7 | 0 | 0.5202 | 1.7416 | 3.3313 | 0 | 0 | 0 | 0.058019 | 0.043812 | 0.041621 | 0 | 0 | 0.2796 | 4.302 | 0.014207 | 0 | 0.014207 | 5.7482 | 95.8038 | 0.20145 | 1.9158 | 0.046415 | 1.7 | 4.3601
2007-06-07 19:00 | 0 | 0 | 114.9635 | 90 | 0 | 0 | 3.6204 | 3.08 | 1.7 | 0 | 0.5202 | 3.08 | 0 | 0 | 0.54044 | 0.90249 | 0 | 1.4526 | 1.38 | 0 | 0 | 0.26539 | 4.3148 | 0 | 1.4526 | -1.4526 | 4.217 | 70.2837 | 0.20145 | 3.9825 | 0 | 1.7 | 4.3148
2007-06-07 20:00 | 0 | 0 | 119.2947 | 90 | 0 | 0 | 3.0147 | 3.0147 | 1.7 | 0 | 0.5202 | 3.0147 | 0 | 0 | 4.4409e-16 | 0.23614 | 0 | 1.3839 | 1.3147 | 0 | 0 | 1.8794 | 2.8622 | 0 | 1.3839 | -1.3839 | 2.7583 | 45.9717 | 0.20145 | 3.3161 | 0 | 1.7 | 2.8622
2007-06-07 21:00 | 0 | 0 | 126.1215 | 90 | 0 | 0 | 2.5478 | 2.5478 | 1.7 | 0 | 0.5202 | 2.5478 | 0 | 0 | 0 | 0 | 0 | 0.89239 | 0.84777 | 0 | 0 | 3.4171 | 1.4783 | 0 | 0.89239 | -0.89239 | 1.8176 | 30.294 | 0.20145 | 2.8026 | 0 | 1.7 | 1.4783
2007-06-07 22:00 | 0 | 0 | 137.0312 | 90 | 0 | 0 | 0 | 0 | 1.4526 | 0 | 0.45267 | 0 | 0 | 0 | 0 | 0 | 0 | 0 | 0 | 1.4526 | 1.38 | 4.4086 | 0.58595 | 1.38 | 0 | 1.38 | 3.1268 | 52.1137 | 0.20149 | 0 | 0 | 1.7 | 0.58595
2007-06-07 23:00 | 0 | 0 | 154.4297 | 90 | 0 | 0 | 0.13727 | 0.13727 | 1.5899 | 0 | 0.49014 | 0.13727 | 0 | 2.2204e-16 | 0 | 0 | 0 | 0 | 0 | 1.4526 | 1.38 | 3.0286 | 1.8279 | 1.38 | 0 | 1.38 | 4.436 | 73.9333 | 0.20158 | 0.151 | 0 | 1.7 | 1.8279
2007-06-08 | 0 | 0 | 178.8219 | 90 | 0 | 0 | 0.6547 | 0.6547 | 1.7 | 0 | 0.5202 | 0.6547 | 0 | 0 | 0 | 0 | 0 | 0 | 0 | 1.0453 | 0.99303 | 1.6486 | 3.0699 | 0.99303 | 0 | 0.99303 | 5.3781 | 89.6345 | 0.20173 | 0.72018 | 0 | 1.7 | 3.0699
2007-06-08 01:00 | 0 | 0 | -156.3829 | 90 | 0 | 0 | 0.18207 | 0.18207 | 0 | 0 | 0 | 0.18207 | 0 | 0 | 2.7756e-17 | 0 | 0 | 0.19166 | 0.18207 | 0 | 0 | 0.65557 | 3.9637 | 0 | 0.19166 | -0.19166 | 5.1761 | 86.2675 | 0.20173 | 0.20028 | 0 | 0 | 3.9637
2007-06-08 02:00 | 0 | 0 | -138.3522 | 90 | 0 | 0 | 0.2279 | 0.2279 | 0 | 0 | 0 | 0.2279 | 0 | 0 | 2.7756e-17 | 0 | 0 | 0.2399 | 0.2279 | 0 | 0 | 0.86852 | 3.772 | 0 | 0.2399 | -0.2399 | 4.9232 | 82.0529 | 0.20173 | 0.25069 | 0 | 0 | 3.772
2007-06-08 03:00 | 0 | 0 | -126.9829 | 90 | 0 | 0 | 0.24671 | 0.24671 | 0 | 0 | 0 | 0.24671 | 0 | 0 | 2.7756e-17 | 0 | 0 | 0.2597 | 0.24671 | 0 | 0 | 1.1351 | 3.5321 | 0 | 0.2597 | -0.2597 | 4.6494 | 77.4905 | 0.20173 | 0.27138 | 0 | 0 | 3.5321
2007-06-08 04:00 | 0 | 0 | -119.8741 | 90 | 0 | 0 | 0.043212 | 0.043212 | 0 | 0 | 0 | 0.043212 | 0 | 0 | 0 | 0 | 0 | 0.045487 | 0.043212 | 0 | 0 | 1.4236 | 3.2724 | 0 | 0.045487 | -0.045487 | 4.6015 | 76.6914 | 0.20173 | 0.047534 | 0 | 0 | 3.2724
2007-06-08 05:00 | 0 | 0 | -115.3644 | 90 | 0 | 0 | 0.1687 | 0.1687 | 0 | 0 | 0 | 0.1687 | 0 | 0 | 2.7756e-17 | 0 | 0 | 0.17758 | 0.1687 | 0 | 0 | 1.4742 | 3.2269 | 0 | 0.17758 | -0.17758 | 4.4143 | 73.5716 | 0.20173 | 0.18557 | 0 | 0 | 3.2269
2007-06-08 06:00 | 0.04005 | 2.8608 | -112.5864 | 90.6264 | 0.021419 | 0.038212 | 0.24466 | 0.24466 | 0 | 0 | 0 | 0.24466 | 15.6187 | 0 | 2.7756e-17 | 0 | 0.038212 | 0.25753 | 0.24466 | 0 | 0 | 1.6715 | 3.0494 | 0 | 0.21932 | -0.21932 | 4.1831 | 69.7186 | 0.20173 | 0.26912 | 0.03057 | 0 | 3.0876
2007-06-08 07:00 | 0.19406 | 16.6183 | -111.1753 | 76.8144 | 0.17457 | 0.31143 | 0.0019562 | 0.0019562 | 0 | 0 | 0 | 0.0019562 | 15919.69 | 0 | 0 | 0 | 0.31143 | 0.0020592 | 0.0019562 | 0 | 0 | 1.9152 | 2.83 | 0.30937 | 0 | 0.30937 | 4.4766 | 74.6101 | 0.20165 | 0.0021519 | 0.24914 | 0 | 3.1415
2007-06-08 08:00 | 0.34543 | 30.4456 | -111.1536 | 63.154 | 0.32626 | 0.58204 | 1.2899 | 1.2899 | 1.7 | 0 | 0.5202 | 1.2899 | 45.1219 | 0 | 0 | 0 | 0.58204 | 0 | 0 | 0.41007 | 0.38956 | 1.6058 | 3.1085 | 0.97161 | 0 | 0.97161 | 5.3984 | 89.9725 | 0.20177 | 1.4189 | 0.46563 | 1.7 | 3.6905
2007-06-08 09:00 | 0.70089 | 44.1902 | -113.0645 | 49.887 | 0.65192 | 1.163 | 0.059188 | 0.059188 | 0 | 0 | 0 | 0.059188 | 1964.982 | 0.46653 | 0 | 0 | 1.163 | 0.062303 | 0.059188 | 0 | 0 | 0.6342 | 3.9829 | 0.6342 | 0 | 0.6342 | 6 | 100 | 0.20161 | 0.065107 | 0.93043 | 0 | 5.1459
2007-06-08 10:00 | 0.8277 | 57.5642 | -118.7024 | 37.5251 | 0.78225 | 1.3955 | 1.7641 | 1.7641 | 0.43835 | 0 | 0.17577 | 1.7641 | 79.1072 | 0 | 0 | 0 | 1.3955 | 1.3955 | 1.3258 | 0 | 0 | 0 | 4.5537 | 0 | 0 | 0 | 6 | 100 | 0.20161 | 1.9405 | 1.1164 | 1.7 | 5.9492
2007-06-08 11:00 | 0.83165 | 69.6451 | -134.2564 | 27.3993 | 0.79463 | 1.4176 | 0.98845 | 0.98845 | 0 | 0 | 0 | 0.98845 | 143.4186 | 0.37715 | 0 | 0 | 1.4176 | 1.0405 | 0.98845 | 0 | 0 | 0 | 4.5537 | 0 | 0 | 0 | 6 | 100 | 0.20161 | 1.0873 | 1.1341 | 0 | 5.9713
2007-06-08 12:00 | 0.73941 | 76.2535 | -177.3889 | 22.7732 | 0.7144 | 1.2745 | 0 | 0 | 0 | 0 | 0 | 0 | 0 | 1.2745 | 0 | 0 | 1.2745 | 0 | 0 | 0 | 0 | 0 | 4.5537 | 0 | 0 | 0 | 6 | 100 | 0.20161 | 0 | 1.0196 | 0 | 5.8282
2007-06-08 13:00 | 0.7527 | 70.5773 | 136.6634 | 26.6932 | 0.72399 | 1.2916 | 1.3703 | 1.3703 | 0.425 | 0 | 0.17213 | 1.3703 | 94.2531 | 0.29649 | 0 | 0 | 1.2916 | 0.9951 | 0.94535 | 0 | 0 | 0 | 4.5537 | 0 | 0 | 0 | 6 | 100 | 0.20161 | 1.5074 | 1.0333 | 1.7 | 5.8453
2007-06-08 14:00 | 0.58546 | 58.7249 | 119.532 | 36.4947 | 0.56704 | 1.0116 | 3.5396 | 3.08 | 1.7 | 0 | 0.5202 | 3.08 | 32.8439 | 2.2204e-16 | 0.45964 | 0.8136 | 1.0116 | 1.4526 | 1.38 | 0 | 0 | 0 | 4.5537 | 0 | 0.44104 | -0.44104 | 5.5351 | 92.2517 | 0.20161 | 3.8936 | 0.80927 | 1.7 | 5.5653
2007-06-08 15:00 | 0.56679 | 45.4112 | 113.3738 | 48.7301 | 0.53674 | 0.95754 | 0.32466 | 0.32466 | 0 | 0 | 0 | 0.32466 | 294.9352 | 0.12575 | 0 | 0 | 0.95754 | 0.34175 | 0.32466 | 0 | 0 | 0.49004 | 4.1126 | 0.49004 | 0 | 0.49004 | 6 | 100 | 0.20149 | 0.35713 | 0.76603 | 0 | 5.0702
2007-06-08 16:00 | 0.26729 | 31.6843 | 111.2321 | 61.9434 | 0.26116 | 0.46591 | 0.54099 | 0.54099 | 0 | 0 | 0 | 0.54099 | 86.1226 | 0 | 0 | 0 | 0.46591 | 0.56946 | 0.54099 | 0 | 0 | 0 | 4.5537 | 0 | 0.10355 | -0.10355 | 5.8909 | 98.1809 | 0.20149 | 0.59508 | 0.37273 | 0 | 5.0196
2007-06-08 17:00 | 0.2179 | 17.8574 | 111.1132 | 75.5805 | 0.19501 | 0.34789 | 2.5926 | 2.5926 | 1.7 | 0 | 0.5202 | 2.5926 | 13.4186 | 0 | 0 | 0 | 0.34789 | 0.9396 | 0.89262 | 0 | 0 | 0.11505 | 4.4501 | 0 | 0.59171 | -0.59171 | 5.2671 | 87.7856 | 0.20149 | 2.8519 | 0.27831 | 1.7 | 4.798
2007-06-08 18:00 | 0.04913 | 4.0882 | 112.4064 | 89.3859 | 0.031503 | 0.056202 | 0.81466 | 0.81466 | 0 | 0 | 0 | 0.81466 | 6.8989 | 0 | 1.1102e-16 | 0 | 0.056202 | 0.85754 | 0.81466 | 0 | 0 | 0.77251 | 3.8584 | 0 | 0.80133 | -0.80133 | 4.4225 | 73.7076 | 0.20149 | 0.89613 | 0.044962 | 0 | 3.9146
2007-06-08 19:00 | 0 | 0 | 115.053 | 90 | 0 | 0 | 0 | 0 | 0 | 0 | 0 | 0 | 0 | 0 | 0 | 0 | 0 | 0 | 0 | 0 | 0 | 1.6629 | 3.0571 | 0 | 0 | 0 | 4.4225 | 73.7076 | 0.20149 | 0 | 0 | 0 | 3.0571
2007-06-08 20:00 | 0 | 0 | 119.3811 | 90 | 0 | 0 | 2.3242 | 2.3242 | 1.7 | 0 | 0.5202 | 2.3242 | 0 | 0 | 0 | 0 | 0 | 0.6571 | 0.62424 | 0 | 0 | 1.6629 | 3.0571 | 0 | 0.6571 | -0.6571 | 3.7298 | 62.1636 | 0.20149 | 2.5567 | 0 | 1.7 | 3.0571
2007-06-08 21:00 | 0 | 0 | 126.2031 | 90 | 0 | 0 | 2.122 | 2.122 | 1.7 | 0 | 0.5202 | 2.122 | 0 | 0 | 0 | 0 | 0 | 0.44422 | 0.42201 | 0 | 0 | 2.393 | 2.4 | 0 | 0.44422 | -0.44422 | 3.2616 | 54.3594 | 0.20149 | 2.3342 | 0 | 1.7 | 2.4
2007-06-08 22:00 | 0 | 0 | 137.0969 | 90 | 0 | 0 | 0.20657 | 0.20657 | 1.6592 | 0 | 0.50906 | 0.20657 | 0 | 2.2204e-16 | 0 | 0 | 0 | 0 | 0 | 1.4526 | 1.38 | 2.8866 | 1.9558 | 1.38 | 0 | 1.38 | 4.5708 | 76.1791 | 0.20161 | 0.22723 | 0 | 1.7 | 1.9558
2007-06-08 23:00 | 0 | 0 | 154.4467 | 90 | 0 | 0 | 0 | 0 | 1.4526 | 0 | 0.45267 | 0 | 0 | 0 | 0 | 0 | 0 | 0 | 0 | 1.4526 | 1.38 | 1.5066 | 3.1978 | 1.38 | 0 | 1.38 | 5.8799 | 97.9988 | 0.20165 | 0 | 0 | 1.7 | 3.1978
2007-06-09 | 0 | 0 | 178.7448 | 90 | 0 | 0 | 0.45988 | 0.45988 | 0 | 0 | 0 | 0.45988 | 0 | 0 | 5.5511e-17 | 0 | 0 | 0.48408 | 0.45988 | 0 | 0 | 0.12657 | 4.4398 | 0 | 0.48408 | -0.48408 | 5.3697 | 89.4944 | 0.20165 | 0.50586 | 0 | 0 | 4.4398
2007-06-09 01:00 | 0 | 0 | -156.5219 | 90 | 0 | 0 | 0.08982 | 0.08982 | 0 | 0 | 0 | 0.08982 | 0 | 0 | 0 | 0 | 0 | 0.094548 | 0.08982 | 0 | 0 | 0.66444 | 3.9557 | 0 | 0.094548 | -0.094548 | 5.27 | 87.8333 | 0.20165 | 0.098802 | 0 | 0 | 3.9557
2007-06-09 02:00 | 0 | 0 | -138.4955 | 90 | 0 | 0 | 0.35346 | 0.35346 | 0 | 0 | 0 | 0.35346 | 0 | 0 | 5.5511e-17 | 0 | 0 | 0.37206 | 0.35346 | 0 | 0 | 0.76949 | 3.8611 | 0 | 0.37206 | -0.37206 | 4.8778 | 81.2969 | 0.20165 | 0.38881 | 0 | 0 | 3.8611
2007-06-09 03:00 | 0 | 0 | -127.1107 | 90 | 0 | 0 | 0.25935 | 0.25935 | 0 | 0 | 0 | 0.25935 | 0 | 0 | 0 | 0 | 0 | 0.273 | 0.25935 | 0 | 0 | 1.1829 | 3.4891 | 0 | 0.273 | -0.273 | 4.5901 | 76.5008 | 0.20165 | 0.28528 | 0 | 0 | 3.4891
2007-06-09 04:00 | 0 | 0 | -119.9876 | 90 | 0 | 0 | 0.29534 | 0.29534 | 0 | 0 | 0 | 0.29534 | 0 | 0 | 5.5511e-17 | 0 | 0 | 0.31088 | 0.29534 | 0 | 0 | 1.4862 | 3.2161 | 0 | 0.31088 | -0.31088 | 4.2624 | 71.0392 | 0.20165 | 0.32487 | 0 | 0 | 3.2161
2007-06-09 05:00 | 0 | 0 | -115.4687 | 90 | 0 | 0 | 0.2526 | 0.2526 | 0 | 0 | 0 | 0.2526 | 0 | 0 | 0 | 0 | 0 | 0.2659 | 0.2526 | 0 | 0 | 1.8316 | 2.9052 | 0 | 0.2659 | -0.2659 | 3.9821 | 66.3679 | 0.20165 | 0.27786 | 0 | 0 | 2.9052
2007-06-09 06:00 | 0.03539 | 2.8326 | -112.6865 | 90.6688 | 0.02394 | 0.042709 | 0.5345 | 0.5345 | 0 | 0 | 0 | 0.5345 | 7.9905 | 0 | 1.1102e-16 | 0 | 0.042709 | 0.56263 | 0.5345 | 0 | 0 | 2.1271 | 2.6393 | 0 | 0.51992 | -0.51992 | 3.434 | 57.2338 | 0.20165 | 0.58795 | 0.034167 | 0 | 2.682
2007-06-09 07:00 | 0.14592 | 16.5805 | -111.2762 | 76.8663 | 0.13981 | 0.24942 | 2.1656 | 2.1656 | 1.7 | 0 | 0.5202 | 2.1656 | 11.5173 | 5.5511e-17 | 0 | 0 | 0.24942 | 0.49008 | 0.46557 | 0 | 0 | 2.7048 | 2.1194 | 0 | 0.24066 | -0.24066 | 3.1804 | 53.0058 | 0.20165 | 2.3821 | 0.19953 | 1.7 | 2.3688
2007-06-09 08:00 | 0.30889 | 30.3981 | -111.2607 | 63.216 | 0.29611 | 0.52826 | 1.5978 | 1.5978 | 1.7 | 0 | 0.5202 | 1.5978 | 33.0615 | 0 | 0 | 0 | 0.52826 | 0 | 0 | 0.10218 | 0.097068 | 2.9722 | 1.8787 | 0.62533 | 0 | 0.62533 | 3.7736 | 62.8932 | 0.20172 | 1.7576 | 0.42261 | 1.7 | 2.407
2007-06-09 09:00 | 0.53958 | 44.1318 | -113.1842 | 49.9605 | 0.51148 | 0.91247 | 0.82855 | 0.82855 | 1.7 | 0 | 0.5202 | 0.82855 | 110.1292 | 0 | 0 | 0 | 0.91247 | 0 | 0 | 0.87145 | 0.82788 | 2.3468 | 2.4415 | 1.7404 | 0 | 1.7404 | 5.4246 | 90.4105 | 0.20176 | 0.9114 | 0.72998 | 1.7 | 3.354
2007-06-09 10:00 | 0.84266 | 57.4914 | -118.8405 | 37.6127 | 0.79572 | 1.4196 | 0.18206 | 0.18206 | 0 | 0 | 0 | 0.18206 | 779.7095 | 0.62142 | 0 | 0 | 1.4196 | 0.19164 | 0.18206 | 0 | 0 | 0.60649 | 4.0078 | 0.60649 | 0 | 0.60649 | 6 | 100 | 0.20161 | 0.20027 | 1.1356 | 0 | 5.4274
2007-06-09 11:00 | 0.8593 | 69.5515 | -134.3856 | 27.5011 | 0.81953 | 1.462 | 3.0301 | 3.0301 | 1.6501 | 0 | 0.50658 | 3.0301 | 48.2503 | 0.009412 | 0 | 0.25314 | 1.462 | 1.4526 | 1.38 | 0 | 0 | 0 | 4.5537 | 0 | 0 | 0 | 6 | 100 | 0.20161 | 3.3331 | 1.1696 | 1.7 | 6.0157
2007-06-09 12:00 | 0.8577 | 76.1568 | -177.2294 | 22.8692 | 0.82114 | 1.4649 | 0.32215 | 0.32215 | 0 | 0 | 0 | 0.32215 | 454.7322 | 1.1258 | 0 | 0 | 1.4649 | 0.3391 | 0.32215 | 0 | 0 | 0 | 4.5537 | 0 | 0 | 0 | 6 | 100 | 0.20161 | 0.35436 | 1.1719 | 0 | 6.0186
2007-06-09 13:00 | 0.85254 | 70.5443 | 136.9595 | 26.7488 | 0.81391 | 1.452 | 0.86199 | 0.86199 | 0 | 0 | 0 | 0.86199 | 168.4492 | 0.54466 | 0 | 0 | 1.452 | 0.90736 | 0.86199 | 0 | 0 | 0 | 4.5537 | 0 | 0 | 0 | 6 | 100 | 0.20161 | 0.94819 | 1.1616 | 0 | 6.0057
2007-06-09 14:00 | 0.59732 | 58.7303 | 119.7319 | 36.5132 | 0.57754 | 1.0303 | 2.109 | 2.109 | 1.1302 | 0 | 0.36464 | 2.109 | 48.8541 | 0 | 0 | 0 | 1.0303 | 1.0303 | 0.97882 | 0 | 0 | 0 | 4.5537 | 0 | 0 | 0 | 6 | 100 | 0.20161 | 2.3199 | 0.82427 | 1.7 | 5.584
2007-06-09 15:00 | 0.70126 | 45.4358 | 113.5176 | 48.7252 | 0.65373 | 1.1662 | 0 | 0 | 0 | 0 | 0 | 0 | 0 | 1.1662 | 0 | 0 | 1.1662 | 0 | 0 | 0 | 0 | 0 | 4.5537 | 0 | 0 | 0 | 6 | 100 | 0.20161 | 0 | 0.933 | 0 | 5.7199
2007-06-09 16:00 | 0.40026 | 31.7214 | 111.3462 | 61.9229 | 0.37264 | 0.66479 | 0 | 0 | 0 | 0 | 0 | 0 | 0 | 0.66479 | 0 | 0 | 0.66479 | 0 | 0 | 0 | 0 | 0 | 4.5537 | 0 | 0 | 0 | 6 | 100 | 0.20161 | 0 | 0.53183 | 0 | 5.2185
2007-06-09 17:00 | 0.11846 | 17.9043 | 111.2106 | 75.5482 | 0.11663 | 0.20806 | 2.4888 | 2.4888 | 1.7 | 0 | 0.5202 | 2.4888 | 8.36 | 0 | 0 | 0 | 0.20806 | 0.83031 | 0.78879 | 0 | 0 | 0 | 4.5537 | 0 | 0.62224 | -0.62224 | 5.3441 | 89.0683 | 0.20161 | 2.7377 | 0.16645 | 1.7 | 4.7618
2007-06-09 18:00 | 0.033367 | 4.1439 | 112.4944 | 89.3435 | 0.030535 | 0.054475 | 0.66409 | 0.66409 | 0 | 0 | 0 | 0.66409 | 8.203 | 0 | 1.1102e-16 | 0 | 0.054475 | 0.69904 | 0.66409 | 0 | 0 | 0.69138 | 3.9314 | 0 | 0.64456 | -0.64456 | 4.6647 | 77.7446 | 0.20161 | 0.73049 | 0.04358 | 0 | 3.9859
2007-06-09 19:00 | 0 | 0 | 115.1355 | 90 | 0 | 0 | 3.0433 | 3.0433 | 1.7 | 0 | 0.5202 | 3.0433 | 0 | 0 | 0 | 0.26763 | 0 | 1.414 | 1.3433 | 0 | 0 | 1.4076 | 3.2869 | 0 | 1.414 | -1.414 | 3.1742 | 52.9032 | 0.20161 | 3.3476 | 0 | 1.7 | 3.2869
2007-06-09 20:00 | 0 | 0 | 119.4601 | 90 | 0 | 0 | 2.1786 | 2.1786 | 1.7 | 0 | 0.5202 | 2.1786 | 0 | 0 | 0 | 0 | 0 | 0.5038 | 0.47861 | 0 | 0 | 2.9787 | 1.8729 | 0 | 0.5038 | -0.5038 | 2.6431 | 44.0523 | 0.20161 | 2.3965 | 0 | 1.7 | 1.8729
2007-06-09 21:00 | 0 | 0 | 126.2767 | 90 | 0 | 0 | 1.2063 | 1.2063 | 1.7 | 0 | 0.5202 | 1.2063 | 0 | 0 | 0 | 0 | 0 | 0 | 0 | 0.49372 | 0.46903 | 3.5385 | 1.3691 | 0.46903 | 0 | 0.46903 | 3.0881 | 51.4683 | 0.20168 | 1.3269 | 0 | 1.7 | 1.3691
2007-06-09 22:00 | 0 | 0 | 137.1543 | 90 | 0 | 0 | 0.31521 | 0.31521 | 1.7 | 0 | 0.5202 | 0.31521 | 0 | 0 | 0 | 0 | 0 | 0 | 0 | 1.3848 | 1.3156 | 3.0694 | 1.7912 | 1.3156 | 0 | 1.3156 | 4.3361 | 72.269 | 0.20183 | 0.34673 | 0 | 1.7 | 1.7912
2007-06-09 23:00 | 0 | 0 | 154.4567 | 90 | 0 | 0 | 0.49613 | 0.49613 | 1.7 | 0 | 0.5202 | 0.49613 | 0 | 0 | 0 | 0 | 0 | 0 | 0 | 1.2039 | 1.1437 | 1.7539 | 2.9752 | 1.1437 | 0 | 1.1437 | 5.4211 | 90.3521 | 0.202 | 0.54574 | 0 | 1.7 | 2.9752
2007-06-10 | 0 | 0 | 178.6658 | 90 | 0 | 0 | 0.28834 | 0.28834 | 0 | 0 | 0 | 0.28834 | 0 | 0 | 5.5511e-17 | 0 | 0 | 0.30352 | 0.28834 | 0 | 0 | 0.61019 | 4.0045 | 0 | 0.30352 | -0.30352 | 5.1012 | 85.0198 | 0.202 | 0.31718 | 0 | 0 | 4.0045
2007-06-10 01:00 | 0 | 0 | -156.657 | 90 | 0 | 0 | 0.043279 | 0.043279 | 0 | 0 | 0 | 0.043279 | 0 | 0 | 6.9389e-18 | 0 | 0 | 0.045557 | 0.043279 | 0 | 0 | 0.94743 | 3.701 | 0 | 0.045557 | -0.045557 | 5.0532 | 84.2195 | 0.202 | 0.047607 | 0 | 0 | 3.701
2007-06-10 02:00 | 0 | 0 | -138.6325 | 90 | 0 | 0 | 0.17469 | 0.17469 | 0 | 0 | 0 | 0.17469 | 0 | 0 | 2.7756e-17 | 0 | 0 | 0.18389 | 0.17469 | 0 | 0 | 0.99805 | 3.6554 | 0 | 0.18389 | -0.18389 | 4.8593 | 80.989 | 0.202 | 0.19216 | 0 | 0 | 3.6554
2007-06-10 03:00 | 0 | 0 | -127.2321 | 90 | 0 | 0 | 0.44559 | 0.44559 | 0 | 0 | 0 | 0.44559 | 0 | 0 | 5.5511e-17 | 0 | 0 | 0.46905 | 0.44559 | 0 | 0 | 1.2024 | 3.4716 | 0 | 0.46905 | -0.46905 | 4.3649 | 72.7486 | 0.202 | 0.49015 | 0 | 0 | 3.4716
2007-06-10 04:00 | 0 | 0 | -120.0947 | 90 | 0 | 0 | 0.081706 | 0.081706 | 0 | 0 | 0 | 0.081706 | 0 | 0 | 1.3878e-17 | 0 | 0 | 0.086007 | 0.081706 | 0 | 0 | 1.7235 | 3.0025 | 0 | 0.086007 | -0.086007 | 4.2743 | 71.2377 | 0.202 | 0.089877 | 0 | 0 | 3.0025
2007-06-10 05:00 | 0 | 0 | -115.5665 | 90 | 0 | 0 | 0 | 0 | 0 | 0 | 0 | 0 | 0 | 0 | 0 | 0 | 0 | 0 | 0 | 0 | 0 | 1.8191 | 2.9165 | 0 | 0 | 0 | 4.2743 | 71.2377 | 0.202 | 0 | 0 | 0 | 2.9165
2007-06-10 06:00 | 0.040801 | 2.8023 | -112.7801 | 90.7122 | 0.020078 | 0.03582 | 0.20836 | 0.20836 | 0 | 0 | 0 | 0.20836 | 17.1913 | 0 | 0 | 0 | 0.03582 | 0.21933 | 0.20836 | 0 | 0 | 1.8191 | 2.9165 | 0 | 0.18351 | -0.18351 | 4.0808 | 68.0138 | 0.202 | 0.2292 | 0.028656 | 0 | 2.9523
2007-06-10 07:00 | 0.22997 | 16.5412 | -111.3702 | 76.9186 | 0.19535 | 0.3485 | 1.2976 | 1.2976 | 1.7 | 0 | 0.5202 | 1.2976 | 26.8578 | 0 | 0 | 0 | 0.3485 | 0 | 0 | 0.40243 | 0.3823 | 2.023 | 2.733 | 0.7308 | 0 | 0.7308 | 4.7741 | 79.5688 | 0.20209 | 1.4273 | 0.2788 | 1.7 | 3.0815
2007-06-10 08:00 | 0.45057 | 30.3498 | -111.3599 | 63.2776 | 0.40853 | 0.72881 | 3.0848 | 3.08 | 1.7 | 0 | 0.5202 | 3.08 | 23.6627 | 0 | 0.0047986 | 0.31328 | 0.72881 | 1.4526 | 1.38 | 0 | 0 | 1.2922 | 3.3907 | 0 | 0.72382 | -0.72382 | 4.0112 | 66.8526 | 0.20209 | 3.3933 | 0.58305 | 1.7 | 4.1195
2007-06-10 09:00 | 0.67057 | 44.0734 | -113.2943 | 50.0327 | 0.62414 | 1.1135 | 0 | 0 | 1.0347 | 0 | 0.33857 | 0 | 0 | 0 | 0 | 0 | 1.1135 | 0 | 0 | 1.0347 | 0.98296 | 2.0964 | 2.6669 | 2.0964 | 0 | 2.0964 | 6 | 100 | 0.2018 | 0 | 0.89077 | 1.7 | 3.7804
2007-06-10 10:00 | 0.69848 | 57.4199 | -118.9657 | 37.6976 | 0.66572 | 1.1876 | 1.1913 | 1.1913 | 0 | 0 | 0 | 1.1913 | 99.6899 | 2.2204e-16 | 0 | 0 | 1.1876 | 1.254 | 1.1913 | 0 | 0 | 0 | 4.5537 | 0 | 0.066396 | -0.066396 | 5.93 | 98.8335 | 0.2018 | 1.3105 | 0.95011 | 0 | 5.7413
2007-06-10 11:00 | 0.95973 | 69.4614 | -134.4971 | 27.598 | 0.91218 | 1.6273 | 2.0988 | 2.0988 | 0.71883 | 0 | 0.25234 | 2.0988 | 77.5353 | 0.10093 | 0 | 0 | 1.6273 | 1.4526 | 1.38 | 0 | 0 | 0.073773 | 4.4873 | 0.073773 | 0 | 0.073773 | 6 | 100 | 0.20178 | 2.3087 | 1.3019 | 1.7 | 6.1146
2007-06-10 12:00 | 0.89068 | 76.0667 | -177.0664 | 22.9585 | 0.85103 | 1.5182 | 0 | 0 | 0 | 0 | 0 | 0 | 0 | 1.5182 | 0 | 0 | 1.5182 | 0 | 0 | 0 | 0 | 0 | 4.5537 | 0 | 0 | 0 | 6 | 100 | 0.20178 | 0 | 1.2146 | 0 | 6.0719
2007-06-10 13:00 | 0.605 | 70.5162 | 137.2419 | 26.7984 | 0.59029 | 1.0531 | 0 | 0 | 0 | 0 | 0 | 0 | 0 | 1.0531 | 0 | 0 | 1.0531 | 0 | 0 | 0 | 0 | 0 | 4.5537 | 0 | 0 | 0 | 6 | 100 | 0.20178 | 0 | 0.84246 | 0 | 5.6068
2007-06-10 14:00 | 0.49978 | 58.7388 | 119.9205 | 36.5274 | 0.48913 | 0.87261 | 0 | 0 | 0 | 0 | 0 | 0 | 0 | 0.87261 | 0 | 0 | 0.87261 | 0 | 0 | 0 | 0 | 0 | 4.5537 | 0 | 0 | 0 | 6 | 100 | 0.20178 | 0 | 0.69809 | 0 | 5.4263
2007-06-10 15:00 | 0.45549 | 45.4625 | 113.6523 | 48.7171 | 0.44058 | 0.78599 | 1.2057 | 1.2057 | 0 | 0 | 0 | 1.2057 | 65.1916 | 0 | 0 | 0 | 0.78599 | 1.2691 | 1.2057 | 0 | 0 | 0 | 4.5537 | 0 | 0.48313 | -0.48313 | 5.4907 | 91.5123 | 0.20178 | 1.3262 | 0.6288 | 0 | 5.3397
2007-06-10 16:00 | 0.42002 | 31.7598 | 111.4525 | 61.9 | 0.3882 | 0.69254 | 1.141 | 1.141 | 0 | 0 | 0 | 1.141 | 60.6939 | 0 | 0 | 0 | 0.69254 | 1.2011 | 1.141 | 0 | 0 | 0.53681 | 4.0706 | 0 | 0.50855 | -0.50855 | 4.9547 | 82.5779 | 0.20178 | 1.2551 | 0.55403 | 0 | 4.7631
2007-06-10 17:00 | 0.24658 | 17.9518 | 111.3009 | 75.5142 | 0.21304 | 0.38006 | 1.602 | 1.602 | 1.7 | 0 | 0.5202 | 1.602 | 23.7249 | 0 | 0 | 0 | 0.38006 | 0 | 0 | 0.098045 | 0.093142 | 1.1019 | 3.562 | 0.4732 | 0 | 0.4732 | 5.4036 | 90.0599 | 0.20183 | 1.7622 | 0.30405 | 1.7 | 3.9421
2007-06-10 18:00 | 0.038572 | 4.1996 | 112.5755 | 89.3001 | 0.033064 | 0.058987 | 0 | 0 | 0 | 0 | 0 | 0 | 0 | 0 | 0 | 0 | 0.058987 | 0 | 0 | 0 | 0 | 0.62867 | 3.9879 | 0.058987 | 0 | 0.058987 | 5.4596 | 90.9926 | 0.20182 | 0 | 0.047189 | 0 | 4.0469
2007-06-10 19:00 | 0 | 0 | 115.2112 | 90 | 0 | 0 | 1.1572 | 1.1572 | 0 | 0 | 0 | 1.1572 | 0 | 0 | 2.2204e-16 | 0 | 0 | 1.2182 | 1.1572 | 0 | 0 | 0.56968 | 4.041 | 0 | 1.2182 | -1.2182 | 4.1755 | 69.5918 | 0.20182 | 1.273 | 0 | 0 | 4.041
2007-06-10 20:00 | 0 | 0 | 119.5318 | 90 | 0 | 0 | 2.4579 | 2.4579 | 1.7 | 0 | 0.5202 | 2.4579 | 0 | 0 | 0 | 0 | 0 | 0.79778 | 0.75789 | 0 | 0 | 1.9232 | 2.8228 | 0 | 0.79778 | -0.79778 | 3.3346 | 55.5762 | 0.20182 | 2.7037 | 0 | 1.7 | 2.8228
2007-06-10 21:00 | 0 | 0 | 126.3425 | 90 | 0 | 0 | 1.1595 | 1.1595 | 1.7 | 0 | 0.5202 | 1.1595 | 0 | 0 | 0 | 0 | 0 | 0 | 0 | 0.54048 | 0.51345 | 2.8096 | 2.025 | 0.51345 | 0 | 0.51345 | 3.8217 | 63.6946 | 0.20189 | 1.2755 | 0 | 1.7 | 2.025
2007-06-10 22:00 | 0 | 0 | 137.2034 | 90 | 0 | 0 | 0.27886 | 0.27886 | 1.7 | 0 | 0.5202 | 0.27886 | 0 | -2.2204e-16 | 0 | 0 | 0 | 0 | 0 | 1.4211 | 1.3501 | 2.2962 | 2.4871 | 1.3501 | 0 | 1.3501 | 5.1025 | 85.0413 | 0.20203 | 0.30675 | 0 | 1.7 | 2.4871
2007-06-10 23:00 | 0 | 0 | 154.4596 | 90 | 0 | 0 | 0.32178 | 0.32178 | 0 | 0 | 0 | 0.32178 | 0 | 0 | 0 | 0 | 0 | 0.33871 | 0.32178 | 0 | 0 | 0.94608 | 3.7022 | 0 | 0.33871 | -0.33871 | 4.7455 | 79.0907 | 0.20203 | 0.35395 | 0 | 0 | 3.7022
2007-06-11 | 0 | 0 | 178.5852 | 90 | 0 | 0 | 0.14226 | 0.14226 | 0 | 0 | 0 | 0.14226 | 0 | 0 | 2.7756e-17 | 0 | 0 | 0.14975 | 0.14226 | 0 | 0 | 1.3224 | 3.3635 | 0 | 0.14975 | -0.14975 | 4.5876 | 76.46 | 0.20203 | 0.15649 | 0 | 0 | 3.3635
2007-06-11 01:00 | 0 | 0 | -156.7881 | 90 | 0 | 0 | 0.13075 | 0.13075 | 0 | 0 | 0 | 0.13075 | 0 | 0 | 0 | 0 | 0 | 0.13763 | 0.13075 | 0 | 0 | 1.4888 | 3.2138 | 0 | 0.13763 | -0.13763 | 4.4425 | 74.0421 | 0.20203 | 0.14382 | 0 | 0 | 3.2138
2007-06-11 02:00 | 0 | 0 | -138.7634 | 90 | 0 | 0 | 0.42584 | 0.42584 | 0 | 0 | 0 | 0.42584 | 0 | 0 | 5.5511e-17 | 0 | 0 | 0.44826 | 0.42584 | 0 | 0 | 1.6417 | 3.0761 | 0 | 0.44826 | -0.44826 | 3.97 | 66.167 | 0.20203 | 0.46843 | 0 | 0 | 3.0761
2007-06-11 03:00 | 0 | 0 | -127.3468 | 90 | 0 | 0 | 0.1731 | 0.1731 | 0 | 0 | 0 | 0.1731 | 0 | 0 | 2.7756e-17 | 0 | 0 | 0.18221 | 0.1731 | 0 | 0 | 2.1398 | 2.6279 | 0 | 0.18221 | -0.18221 | 3.778 | 62.9659 | 0.20203 | 0.19041 | 0 | 0 | 2.6279
2007-06-11 04:00 | 0 | 0 | -120.1952 | 90 | 0 | 0 | 0.42926 | 0.42926 | 0 | 0 | 0 | 0.42926 | 0 | 0 | 5.5511e-17 | 0 | 0 | 0.45186 | 0.42926 | 0 | 0 | 2.3422 | 2.4457 | 0 | 0.45186 | -0.45186 | 3.3017 | 55.0277 | 0.20203 | 0.47219 | 0 | 0 | 2.4457
2007-06-11 05:00 | 0 | 0 | -115.6579 | 90 | 0 | 0 | 0.097285 | 0.097285 | 0 | 0 | 0 | 0.097285 | 0 | 0 | 0 | 0 | 0 | 0.10241 | 0.097285 | 0 | 0 | 2.8443 | 1.9938 | 0 | 0.10241 | -0.10241 | 3.1937 | 53.2286 | 0.20203 | 0.10701 | 0 | 0 | 1.9938
2007-06-11 06:00 | 0.023396 | 2.7701 | -112.8671 | 90.7567 | 0.02174 | 0.038784 | 0.57115 | 0.57115 | 0 | 0 | 0 | 0.57115 | 6.7905 | 0 | 0 | 0 | 0.038784 | 0.60121 | 0.57115 | 0 | 0 | 2.9581 | 1.8914 | 0 | 0.56243 | -0.56243 | 2.6009 | 43.3478 | 0.20203 | 0.62826 | 0.031027 | 0 | 1.9302
2007-06-11 07:00 | 0.16778 | 16.5006 | -111.4571 | 76.9713 | 0.1563 | 0.27885 | 1.1889 | 1.1889 | 0 | 0 | 0 | 1.1889 | 23.4534 | 0 | 0 | 0 | 0.27885 | 1.2515 | 1.1889 | 0 | 0 | 3.583 | 1.329 | 0 | 0.97267 | -0.97267 | 1.5756 | 26.2598 | 0.20203 | 1.3078 | 0.22308 | 0 | 1.6078
2007-06-11 08:00 | 0.17966 | 30.301 | -111.4511 | 63.3387 | 0.17798 | 0.31751 | 0.62 | 0.62 | 1.7 | 0 | 0.5202 | 0.62 | 51.2108 | 2.2204e-16 | 0 | 0 | 0.31751 | 0 | 0 | 1.08 | 1.026 | 4.6638 | 0.35631 | 1.3435 | 0 | 1.3435 | 2.8502 | 47.5024 | 0.20217 | 0.682 | 0.25401 | 1.7 | 0.67382
2007-06-11 09:00 | 0.29551 | 44.0152 | -113.3946 | 50.1035 | 0.29222 | 0.52132 | 1.4125 | 1.4125 | 1.7 | 0 | 0.5202 | 1.4125 | 36.9072 | 0 | 0 | 0 | 0.52132 | 0 | 0 | 0.28748 | 0.27311 | 3.3202 | 1.5655 | 0.79443 | 0 | 0.79443 | 3.6038 | 60.0634 | 0.20227 | 1.5538 | 0.41706 | 1.7 | 2.0868
2007-06-11 10:00 | 0.38043 | 57.3497 | -119.078 | 37.7795 | 0.37619 | 0.67112 | 0.072656 | 0.072656 | 1.5253 | 0 | 0.4725 | 0.072656 | 923.6994 | 2.2204e-16 | 0 | 0 | 0.67112 | 0 | 0 | 1.4526 | 1.38 | 2.5258 | 2.2805 | 2.0511 | 0 | 2.0511 | 5.5497 | 92.4945 | 0.20217 | 0.079921 | 0.5369 | 1.7 | 2.9516
2007-06-11 11:00 | 0.36213 | 69.3748 | -134.5912 | 27.69 | 0.35934 | 0.64106 | 2.767 | 2.767 | 1.7 | 0 | 0.5202 | 2.767 | 23.1677 | 2.2204e-16 | 0 | 0 | 0.64106 | 1.1232 | 1.067 | 0 | 0 | 0.47469 | 4.1265 | 0 | 0.48214 | -0.48214 | 5.0415 | 84.0242 | 0.20217 | 3.0437 | 0.51285 | 1.7 | 4.7675
2007-06-11 12:00 | 0.72826 | 75.9832 | -176.9 | 23.0411 | 0.7039 | 1.2558 | 0.94988 | 0.94988 | 0 | 0 | 0 | 0.94988 | 132.2015 | 0 | 0 | 0 | 1.2558 | 0.99988 | 0.94988 | 0 | 0 | 1.0104 | 3.6443 | 0.25588 | 0 | 0.25588 | 5.2842 | 88.07 | 0.2021 | 1.0449 | 1.0046 | 0 | 4.9001
2007-06-11 13:00 | 0.50045 | 70.493 | 137.5107 | 26.842 | 0.4929 | 0.87934 | 1.5805 | 1.5805 | 1.4619 | 0 | 0.45519 | 1.5805 | 55.6386 | 1.1102e-16 | 0 | 0 | 0.87934 | 0.12482 | 0.11858 | 0 | 0 | 0.75452 | 3.8746 | 0.75452 | 0 | 0.75452 | 6 | 100 | 0.20218 | 1.7385 | 0.70347 | 1.7 | 4.754
2007-06-11 14:00 | 0.50568 | 58.7504 | 120.0977 | 36.537 | 0.49453 | 0.88224 | 2.0879 | 2.0879 | 1.2498 | 0 | 0.3973 | 2.0879 | 42.254 | 1.1102e-16 | 0 | 0 | 0.88224 | 0.88224 | 0.83813 | 0 | 0 | 0 | 4.5537 | 0 | 0 | 0 | 6 | 100 | 0.20218 | 2.2967 | 0.70579 | 1.7 | 5.4359
2007-06-11 15:00 | 0.42143 | 45.4913 | 113.778 | 48.7057 | 0.41022 | 0.73183 | 0 | 0 | 0 | 0 | 0 | 0 | 0 | 0.73183 | 0 | 0 | 0.73183 | 0 | 0 | 0 | 0 | 0 | 4.5537 | 0 | 0 | 0 | 6 | 100 | 0.20218 | 0 | 0.58547 | 0 | 5.2855
2007-06-11 16:00 | 0.28044 | 31.7995 | 111.551 | 61.8747 | 0.27299 | 0.48702 | 1.2361 | 1.2361 | 0 | 0 | 0 | 1.2361 | 39.4001 | 0 | 0 | 0 | 0.48702 | 1.3011 | 1.2361 | 0 | 0 | 0 | 4.5537 | 0 | 0.81412 | -0.81412 | 5.1418 | 85.6973 | 0.20218 | 1.3597 | 0.38961 | 0 | 5.0407
2007-06-11 17:00 | 0.096609 | 18 | 111.3842 | 75.4785 | 0.09564 | 0.17062 | 0 | 0 | 0 | 0 | 0 | 0 | 0 | 0 | 0 | 0 | 0.17062 | 0 | 0 | 0 | 0 | 0.90458 | 3.7396 | 0.17062 | 0 | 0.17062 | 5.3037 | 88.3951 | 0.20214 | 0 | 0.1365 | 0 | 3.9102
2007-06-11 18:00 | 0.010659 | 4.2554 | 112.6497 | 89.2557 | 0.010518 | 0.018764 | 2.1774 | 2.1774 | 1.7 | 0 | 0.5202 | 2.1774 | 0.86172 | 0 | 0 | 0 | 0.018764 | 0.50257 | 0.47744 | 0 | 0 | 0.73396 | 3.8931 | 0 | 0.4838 | -0.4838 | 4.7937 | 79.8956 | 0.20214 | 2.3952 | 0.015011 | 1.7 | 3.9119
2007-06-11 19:00 | 0 | 0 | 115.2799 | 90 | 0 | 0 | 0.80165 | 0.80165 | 1.7 | 0 | 0.5202 | 0.80165 | 0 | 0 | 0 | 0 | 0 | 0 | 0 | 0.89836 | 0.85344 | 1.2715 | 3.4093 | 0.85344 | 0 | 0.85344 | 5.6034 | 93.3896 | 0.20226 | 0.88181 | 0 | 1.7 | 3.4093
2007-06-11 20:00 | 0 | 0 | 119.5963 | 90 | 0 | 0 | 0.73272 | 0.73272 | 0 | 0 | 0 | 0.73272 | 0 | 0 | 1.1102e-16 | 0 | 0 | 0.77128 | 0.73272 | 0 | 0 | 0.41808 | 4.1774 | 0 | 0.77128 | -0.77128 | 4.7904 | 79.8396 | 0.20226 | 0.80599 | 0 | 0 | 4.1774
2007-06-11 21:00 | 0 | 0 | 126.4004 | 90 | 0 | 0 | 0 | 0 | 0 | 0 | 0 | 0 | 0 | 0 | 0 | 0 | 0 | 0 | 0 | 0 | 0 | 1.2751 | 3.4061 | 0 | 0 | 0 | 4.7904 | 79.8396 | 0.20226 | 0 | 0 | 0 | 3.4061
2007-06-11 22:00 | 0 | 0 | 137.2442 | 90 | 0 | 0 | 0.68997 | 0.68997 | 0 | 0 | 0 | 0.68997 | 0 | 0 | 0 | 0 | 0 | 0.72629 | 0.68997 | 0 | 0 | 1.2751 | 3.4061 | 0 | 0.72629 | -0.72629 | 4.0248 | 67.08 | 0.20226 | 0.75897 | 0 | 0 | 3.4061
2007-06-11 23:00 | 0 | 0 | 154.4558 | 90 | 0 | 0 | 0 | 0 | 0 | 0 | 0 | 0 | 0 | 0 | 0 | 0 | 0 | 0 | 0 | 0 | 0 | 2.082 | 2.6798 | 0 | 0 | 0 | 4.0248 | 67.08 | 0.20226 | 0 | 0 | 0 | 2.6798
2007-06-12 | 0 | 0 | 178.5029 | 90 | 0 | 0 | 0.42002 | 0.42002 | 0 | 0 | 0 | 0.42002 | 0 | 0 | 5.5511e-17 | 0 | 0 | 0.44213 | 0.42002 | 0 | 0 | 2.082 | 2.6798 | 0 | 0.44213 | -0.44213 | 3.5588 | 59.3126 | 0.20226 | 0.46202 | 0 | 0 | 2.6798
2007-06-12 01:00 | 0 | 0 | -156.9152 | 90 | 0 | 0 | 0.15226 | 0.15226 | 0 | 0 | 0 | 0.15226 | 0 | 0 | 2.7756e-17 | 0 | 0 | 0.16027 | 0.15226 | 0 | 0 | 2.5733 | 2.2377 | 0 | 0.16027 | -0.16027 | 3.3898 | 56.4969 | 0.20226 | 0.16748 | 0 | 0 | 2.2377
2007-06-12 02:00 | 0 | 0 | -138.888 | 90 | 0 | 0 | 0.080786 | 0.080786 | 0 | 0 | 0 | 0.080786 | 0 | 0 | 1.3878e-17 | 0 | 0 | 0.085038 | 0.080786 | 0 | 0 | 2.7514 | 2.0774 | 0 | 0.085038 | -0.085038 | 3.3002 | 55.003 | 0.20226 | 0.088864 | 0 | 0 | 2.0774
2007-06-12 03:00 | 0 | 0 | -127.4549 | 90 | 0 | 0 | 0.31231 | 0.31231 | 0 | 0 | 0 | 0.31231 | 0 | 0 | 0 | 0 | 0 | 0.32874 | 0.31231 | 0 | 0 | 2.8459 | 1.9924 | 0 | 0.32874 | -0.32874 | 2.9537 | 49.2276 | 0.20226 | 0.34354 | 0 | 0 | 1.9924
2007-06-12 04:00 | 0 | 0 | -120.2892 | 90 | 0 | 0 | 0.28451 | 0.28451 | 0 | 0 | 0 | 0.28451 | 0 | 0 | 0 | 0 | 0 | 0.29948 | 0.28451 | 0 | 0 | 3.2111 | 1.6637 | 0 | 0.29948 | -0.29948 | 2.638 | 43.9662 | 0.20226 | 0.31296 | 0 | 0 | 1.6637
2007-06-12 05:00 | 0 | 0 | -115.7429 | 90 | 0 | 0 | 0.1596 | 0.1596 | 0 | 0 | 0 | 0.1596 | 0 | 0 | 2.7756e-17 | 0 | 0 | 0.168 | 0.1596 | 0 | 0 | 3.5439 | 1.3642 | 0 | 0.168 | -0.168 | 2.4609 | 41.0147 | 0.20226 | 0.17556 | 0 | 0 | 1.3642
2007-06-12 06:00 | 0.048992 | 2.7361 | -112.9474 | 90.802 | 0.010765 | 0.019206 | 0.21741 | 0.21741 | 0 | 0 | 0 | 0.21741 | 8.8336 | 0 | 0 | 0 | 0.019206 | 0.22886 | 0.21741 | 0 | 0 | 3.7306 | 1.1962 | 0 | 0.20965 | -0.20965 | 2.2399 | 37.3315 | 0.20226 | 0.23916 | 0.015364 | 0 | 1.2154
2007-06-12 07:00 | 0.20288 | 16.4588 | -111.5369 | 77.0241 | 0.17888 | 0.31913 | 1.1259 | 1.1259 | 1.7 | 0 | 0.5202 | 1.1259 | 28.3441 | 0 | 0 | 0 | 0.31913 | 0 | 0 | 0.5741 | 0.54539 | 3.9635 | 0.98653 | 0.86452 | 0 | 0.86452 | 3.06 | 51.0007 | 0.20237 | 1.2385 | 0.2553 | 1.7 | 1.3057
2007-06-12 08:00 | 0.33742 | 30.2515 | -111.5343 | 63.3993 | 0.3191 | 0.56927 | 0.95048 | 0.95048 | 1.7 | 0 | 0.5202 | 0.95048 | 59.8928 | 0 | 0 | 0 | 0.56927 | 0 | 0 | 0.74952 | 0.71204 | 3.099 | 1.7646 | 1.2813 | 0 | 1.2813 | 4.2756 | 71.26 | 0.20253 | 1.0455 | 0.45542 | 1.7 | 2.3339
2007-06-12 09:00 | 0.49362 | 43.9573 | -113.4852 | 50.1726 | 0.47178 | 0.84166 | 0.96316 | 0.96316 | 1.7 | 0 | 0.5202 | 0.96316 | 87.3854 | 0 | 0 | 0 | 0.84166 | 0 | 0 | 0.73684 | 0.7 | 1.8177 | 2.9178 | 1.5417 | 0 | 1.5417 | 5.7382 | 95.6357 | 0.20262 | 1.0595 | 0.67333 | 1.7 | 3.7594
2007-06-12 10:00 | 0.7782 | 57.281 | -119.1775 | 37.8585 | 0.73624 | 1.3134 | 0.72614 | 0.72614 | 0 | 0 | 0 | 0.72614 | 180.8797 | 0.27306 | 0 | 0 | 1.3134 | 0.76436 | 0.72614 | 0 | 0 | 0.27602 | 4.3053 | 0.27602 | 0 | 0.27602 | 6 | 100 | 0.20255 | 0.79876 | 1.0508 | 0 | 5.6187
2007-06-12 11:00 | 0.80129 | 69.2919 | -134.6684 | 27.777 | 0.76635 | 1.3672 | 2.6166 | 2.6166 | 1.3178 | 0 | 0.41585 | 2.6166 | 52.25 | 0 | 0 | 0 | 1.3672 | 1.3672 | 1.2988 | 0 | 0 | 0 | 4.5537 | 0 | 0 | 0 | 6 | 100 | 0.20255 | 2.8782 | 1.0937 | 1.7 | 5.9209
2007-06-12 12:00 | 0.80377 | 75.9064 | -176.7303 | 23.117 | 0.77176 | 1.3768 | 0 | 0 | 0 | 0 | 0 | 0 | 0 | 1.3768 | 0 | 0 | 1.3768 | 0 | 0 | 0 | 0 | 0 | 4.5537 | 0 | 0 | 0 | 6 | 100 | 0.20255 | 0 | 1.1015 | 0 | 5.9305
2007-06-12 13:00 | 0.54886 | 70.4748 | 137.7661 | 26.8797 | 0.53832 | 0.96037 | 0 | 0 | 0 | 0 | 0 | 0 | 0 | 0.96037 | 0 | 0 | 0.96037 | 0 | 0 | 0 | 0 | 0 | 4.5537 | 0 | 0 | 0 | 6 | 100 | 0.20255 | 0 | 0.7683 | 0 | 5.5141
2007-06-12 14:00 | 0.69255 | 58.7651 | 120.2634 | 36.5423 | 0.66151 | 1.1801 | 0.99781 | 0.99781 | 0 | 0 | 0 | 0.99781 | 118.2723 | 0.12981 | 0 | 0 | 1.1801 | 1.0503 | 0.99781 | 0 | 0 | 0 | 4.5537 | 0 | 0 | 0 | 6 | 100 | 0.20255 | 1.0976 | 0.9441 | 0 | 5.7338
2007-06-12 15:00 | 0.48951 | 45.5221 | 113.8944 | 48.6911 | 0.47022 | 0.83886 | 0.22464 | 0.22464 | 0 | 0 | 0 | 0.22464 | 373.4298 | 0.6024 | 0 | 0 | 0.83886 | 0.23646 | 0.22464 | 0 | 0 | 0 | 4.5537 | 0 | 0 | 0 | 6 | 100 | 0.20255 | 0.2471 | 0.67109 | 0 | 5.3926
2007-06-12 16:00 | 0.41737 | 31.8404 | 111.6416 | 61.8471 | 0.38606 | 0.68874 | 2.189 | 2.189 | 1.5347 | 0 | 0.47507 | 2.189 | 31.4636 | 0 | 0 | 0 | 0.68874 | 0.68874 | 0.6543 | 0 | 0 | 0 | 4.5537 | 0 | 0 | 0 | 6 | 100 | 0.20255 | 2.4079 | 0.55099 | 1.7 | 5.2424
2007-06-12 17:00 | 0.2543 | 18.0487 | 111.4602 | 75.4413 | 0.21805 | 0.389 | 0.091772 | 0.091772 | 0 | 0 | 0 | 0.091772 | 423.8764 | 0.2924 | 0 | 0 | 0.389 | 0.096602 | 0.091772 | 0 | 0 | 0 | 4.5537 | 0 | 0 | 0 | 6 | 100 | 0.20255 | 0.10095 | 0.3112 | 0 | 4.9427
2007-06-12 18:00 | 0.050063 | 4.311 | 112.7171 | 89.2104 | 0.033809 | 0.060315 | 2.4722 | 2.4722 | 1.7 | 0 | 0.5202 | 2.4722 | 2.4397 | 0 | 0 | 0 | 0.060315 | 0.81283 | 0.77219 | 0 | 0 | 0 | 4.5537 | 0 | 0.75251 | -0.75251 | 5.2068 | 86.7797 | 0.20255 | 2.7194 | 0.048252 | 1.7 | 4.614
2007-06-12 19:00 | 0 | 0 | 115.3417 | 90 | 0 | 0 | 1.9678 | 1.9678 | 1.7 | 0 | 0.5202 | 1.9678 | 0 | 0 | 0 | 0 | 0 | 0.28186 | 0.26777 | 0 | 0 | 0.83613 | 3.8012 | 0 | 0.28186 | -0.28186 | 4.9097 | 81.8279 | 0.20255 | 2.1645 | 0 | 1.7 | 3.8012
2007-06-12 20:00 | 0 | 0 | 119.6534 | 90 | 0 | 0 | 0.062963 | 0.062963 | 0 | 0 | 0 | 0.062963 | 0 | 0 | 1.3878e-17 | 0 | 0 | 0.066276 | 0.062963 | 0 | 0 | 1.1493 | 3.5193 | 0 | 0.066276 | -0.066276 | 4.8398 | 80.6636 | 0.20255 | 0.069259 | 0 | 0 | 3.5193
2007-06-12 21:00 | 0 | 0 | 126.4504 | 90 | 0 | 0 | 1.0317 | 1.0317 | 0 | 0 | 0 | 1.0317 | 0 | 0 | 0 | 0 | 0 | 1.086 | 1.0317 | 0 | 0 | 1.2229 | 3.453 | 0 | 1.086 | -1.086 | 3.6951 | 61.5841 | 0.20255 | 1.1349 | 0 | 0 | 3.453
2007-06-12 22:00 | 0 | 0 | 137.277 | 90 | 0 | 0 | 0.21382 | 0.21382 | 0 | 0 | 0 | 0.21382 | 0 | 0 | 0 | 0 | 0 | 0.22507 | 0.21382 | 0 | 0 | 2.4296 | 2.367 | 0 | 0.22507 | -0.22507 | 3.4578 | 57.63 | 0.20255 | 0.2352 | 0 | 0 | 2.367
2007-06-12 23:00 | 0 | 0 | 154.4452 | 90 | 0 | 0 | 0.27553 | 0.27553 | 0 | 0 | 0 | 0.27553 | 0 | 0 | 0 | 0 | 0 | 0.29003 | 0.27553 | 0 | 0 | 2.6797 | 2.1419 | 0 | 0.29003 | -0.29003 | 3.1521 | 52.5347 | 0.20255 | 0.30308 | 0 | 0 | 2.1419
2007-06-13 | 0 | 0 | 178.4191 | 90 | 0 | 0 | 0.13878 | 0.13878 | 0 | 0 | 0 | 0.13878 | 0 | 0 | 2.7756e-17 | 0 | 0 | 0.14609 | 0.13878 | 0 | 0 | 3.002 | 1.8519 | 0 | 0.14609 | -0.14609 | 2.9981 | 49.9683 | 0.20255 | 0.15266 | 0 | 0 | 1.8519
2007-06-13 01:00 | 0 | 0 | -157.0383 | 90 | 0 | 0 | 0.44701 | 0.44701 | 0 | 0 | 0 | 0.44701 | 0 | 0 | 0 | 0 | 0 | 0.47054 | 0.44701 | 0 | 0 | 3.1643 | 1.7058 | 0 | 0.47054 | -0.47054 | 2.5021 | 41.7018 | 0.20255 | 0.49171 | 0 | 0 | 1.7058
2007-06-13 02:00 | 0 | 0 | -139.0062 | 90 | 0 | 0 | 0.1302 | 0.1302 | 0 | 0 | 0 | 0.1302 | 0 | 0 | 2.7756e-17 | 0 | 0 | 0.13705 | 0.1302 | 0 | 0 | 3.6871 | 1.2353 | 0 | 0.13705 | -0.13705 | 2.3577 | 39.2941 | 0.20255 | 0.14322 | 0 | 0 | 1.2353
2007-06-13 03:00 | 0 | 0 | -127.5563 | 90 | 0 | 0 | 0.052285 | 0.052285 | 0 | 0 | 0 | 0.052285 | 0 | 0 | 0 | 0 | 0 | 0.055037 | 0.052285 | 0 | 0 | 3.8394 | 1.0982 | 0 | 0.055037 | -0.055037 | 2.2996 | 38.3272 | 0.20255 | 0.057513 | 0 | 0 | 1.0982
2007-06-13 04:00 | 0 | 0 | -120.3767 | 90 | 0 | 0 | 0.33594 | 0.33594 | 0 | 0 | 0 | 0.33594 | 0 | 0 | 0 | 0 | 0 | 0.35362 | 0.33594 | 0 | 0 | 3.9005 | 1.0432 | 0 | 0.35362 | -0.35362 | 1.9269 | 32.1148 | 0.20255 | 0.36953 | 0 | 0 | 1.0432
2007-06-13 05:00 | 0 | 0 | -115.8213 | 90 | 0 | 0 | 0 | 0 | 0 | 0 | 0 | 0 | 0 | 0 | 0 | 0 | 0 | 0 | 0 | 0 | 0 | 4.2934 | 0.68959 | 0 | 0 | 0 | 1.9269 | 32.1148 | 0.20255 | 0 | 0 | 0 | 0.68959
2007-06-13 06:00 | 0.055062 | 2.7002 | -113.0212 | 90.8482 | 0.0053114 | 0.0094755 | 0.29836 | 0.29836 | 0 | 0 | 0 | 0.29836 | 3.1758 | 0 | 5.5511e-17 | 0 | 0.0094755 | 0.31407 | 0.29836 | 0 | 0 | 4.2934 | 0.68959 | 0 | 0.30459 | -0.30459 | 1.6058 | 26.7637 | 0.20255 | 0.3282 | 0.0075804 | 0 | 0.69906
2007-06-13 07:00 | 0.23308 | 16.4158 | -111.6096 | 77.0771 | 0.19604 | 0.34973 | 0.022882 | 0.022882 | 0 | 0 | 0 | 0.022882 | 1528.386 | 0 | 0 | 0 | 0.34973 | 0.024087 | 0.022882 | 0 | 0 | 4.6319 | 0.385 | 0.32564 | 0 | 0.32564 | 1.9148 | 31.9125 | 0.20247 | 0.02517 | 0.27978 | 0 | 0.73472
2007-06-13 08:00 | 0.33843 | 30.2015 | -111.6095 | 63.4592 | 0.31974 | 0.57042 | 1.3728 | 1.3728 | 1.7 | 0 | 0.5202 | 1.3728 | 41.5523 | 0 | 0 | 0 | 0.57042 | 0 | 0 | 0.32723 | 0.31087 | 4.3062 | 0.67807 | 0.88129 | 0 | 0.88129 | 2.7508 | 45.8469 | 0.20257 | 1.51 | 0.45633 | 1.7 | 1.2485
2007-06-13 09:00 | 0.56952 | 43.8997 | -113.5661 | 50.2401 | 0.53599 | 0.95621 | 0 | 0 | 1.4526 | 0 | 0.45267 | 0 | 0 | 0 | 0 | 0 | 0.95621 | 0 | 0 | 1.4526 | 1.38 | 3.425 | 1.4712 | 2.3362 | 0 | 2.3362 | 4.9671 | 82.7855 | 0.20238 | 0 | 0.76497 | 1.7 | 2.4274
2007-06-13 10:00 | 0.81167 | 57.2139 | -119.2643 | 37.9344 | 0.76632 | 1.3671 | 0.029387 | 0.029387 | 0 | 0 | 0 | 0.029387 | 4652.129 | 0.24745 | 0 | 0 | 1.3671 | 0.030934 | 0.029387 | 0 | 0 | 1.0887 | 3.5738 | 1.0887 | 0 | 1.0887 | 6 | 100 | 0.20211 | 0.032326 | 1.0937 | 0 | 4.9409
2007-06-13 11:00 | 0.77526 | 69.2128 | -134.7288 | 27.8589 | 0.7428 | 1.3252 | 2.5803 | 2.5803 | 1.3214 | 0 | 0.41684 | 2.5803 | 51.3572 | 0 | 0 | 0 | 1.3252 | 1.3252 | 1.2589 | 0 | 0 | 0 | 4.5537 | 0 | 0 | 0 | 6 | 100 | 0.20211 | 2.8383 | 1.0601 | 1.7 | 5.8788
2007-06-13 12:00 | 0.83381 | 75.8361 | -176.5573 | 23.1863 | 0.79873 | 1.4249 | 0 | 0 | 0 | 0 | 0 | 0 | 0 | 1.4249 | 0 | 0 | 1.4249 | 0 | 0 | 0 | 0 | 0 | 4.5537 | 0 | 0 | 0 | 6 | 100 | 0.20211 | 0 | 1.1399 | 0 | 5.9786
2007-06-13 13:00 | 0.75344 | 70.4616 | 138.0079 | 26.9114 | 0.72395 | 1.2915 | 0 | 0 | 0 | 0 | 0 | 0 | 0 | 1.2915 | 0 | 0 | 1.2915 | 0 | 0 | 0 | 0 | 0 | 4.5537 | 0 | 0 | 0 | 6 | 100 | 0.20211 | 0 | 1.0332 | 0 | 5.8452
2007-06-13 14:00 | 0.75806 | 58.7829 | 120.4177 | 36.5431 | 0.71949 | 1.2836 | 0.75916 | 0.75916 | 0 | 0 | 0 | 0.75916 | 169.0768 | 0.48445 | 0 | 0 | 1.2836 | 0.79912 | 0.75916 | 0 | 0 | 0 | 4.5537 | 0 | 0 | 0 | 6 | 100 | 0.20211 | 0.83508 | 1.0269 | 0 | 5.8373
2007-06-13 15:00 | 0.74141 | 45.5549 | 114.0016 | 48.6733 | 0.68961 | 1.2303 | 2.2161 | 2.2161 | 1.0473 | 0 | 0.34203 | 2.2161 | 55.5149 | 0 | 0 | 0 | 1.2303 | 1.2303 | 1.1688 | 0 | 0 | 0 | 4.5537 | 0 | 0 | 0 | 6 | 100 | 0.20211 | 2.4377 | 0.98421 | 1.7 | 5.784
2007-06-13 16:00 | 0.51069 | 31.8825 | 111.7244 | 61.8172 | 0.46155 | 0.8234 | 1.4385 | 1.4385 | 0.65624 | 0 | 0.23525 | 1.4385 | 57.2413 | 0 | 0 | 0 | 0.8234 | 0.8234 | 0.78223 | 0 | 0 | 0 | 4.5537 | 0 | 0 | 0 | 6 | 100 | 0.20211 | 1.5823 | 0.65872 | 1.7 | 5.3771
2007-06-13 17:00 | 0.24749 | 18.0979 | 111.5292 | 75.4025 | 0.214 | 0.38177 | 0.81727 | 0.81727 | 0 | 0 | 0 | 0.81727 | 46.713 | 0 | 1.1102e-16 | 0 | 0.38177 | 0.86029 | 0.81727 | 0 | 0 | 0 | 4.5537 | 0 | 0.47851 | -0.47851 | 5.4956 | 91.5934 | 0.20211 | 0.899 | 0.30542 | 0 | 4.9355
2007-06-13 18:00 | 0.052463 | 4.3664 | 112.7776 | 89.1643 | 0.033614 | 0.059968 | 0 | 0 | 0 | 0 | 0 | 0 | 0 | 0 | 0 | 0 | 0.059968 | 0 | 0 | 0 | 0 | 0.53168 | 4.0752 | 0.059968 | 0 | 0.059968 | 5.5525 | 92.5416 | 0.2021 | 0 | 0.047974 | 0 | 4.1351
2007-06-13 19:00 | 0 | 0 | 115.3966 | 90 | 0 | 0 | 0 | 0 | 0 | 0 | 0 | 0 | 0 | 0 | 0 | 0 | 0 | 0 | 0 | 0 | 0 | 0.47171 | 4.1291 | 0 | 0 | 0 | 5.5525 | 92.5416 | 0.2021 | 0 | 0 | 0 | 4.1291
2007-06-13 20:00 | 0 | 0 | 119.7033 | 90 | 0 | 0 | 0.71229 | 0.71229 | 0 | 0 | 0 | 0.71229 | 0 | 0 | 1.1102e-16 | 0 | 0 | 0.74977 | 0.71229 | 0 | 0 | 0.47171 | 4.1291 | 0 | 0.74977 | -0.74977 | 4.7622 | 79.3694 | 0.2021 | 0.78351 | 0 | 0 | 4.1291
2007-06-13 21:00 | 0 | 0 | 126.4928 | 90 | 0 | 0 | 0 | 0 | 0 | 0 | 0 | 0 | 0 | 0 | 0 | 0 | 0 | 0 | 0 | 0 | 0 | 1.3048 | 3.3794 | 0 | 0 | 0 | 4.7622 | 79.3694 | 0.2021 | 0 | 0 | 0 | 3.3794
2007-06-13 22:00 | 0 | 0 | 137.3017 | 90 | 0 | 0 | 0.22686 | 0.22686 | 0 | 0 | 0 | 0.22686 | 0 | 0 | 2.7756e-17 | 0 | 0 | 0.2388 | 0.22686 | 0 | 0 | 1.3048 | 3.3794 | 0 | 0.2388 | -0.2388 | 4.5105 | 75.1741 | 0.2021 | 0.24955 | 0 | 0 | 3.3794
2007-06-13 23:00 | 0 | 0 | 154.4281 | 90 | 0 | 0 | 0 | 0 | 0 | 0 | 0 | 0 | 0 | 0 | 0 | 0 | 0 | 0 | 0 | 0 | 0 | 1.5701 | 3.1406 | 0 | 0 | 0 | 4.5105 | 75.1741 | 0.2021 | 0 | 0 | 0 | 3.1406
2007-06-14 | 0 | 0 | 178.3339 | 90 | 0 | 0 | 0.48454 | 0.48454 | 0 | 0 | 0 | 0.48454 | 0 | 0 | 5.5511e-17 | 0 | 0 | 0.51005 | 0.48454 | 0 | 0 | 1.5701 | 3.1406 | 0 | 0.51005 | -0.51005 | 3.9728 | 66.2135 | 0.2021 | 0.533 | 0 | 0 | 3.1406
2007-06-14 01:00 | 0 | 0 | -157.1573 | 90 | 0 | 0 | 0.33286 | 0.33286 | 0 | 0 | 0 | 0.33286 | 0 | 0 | 5.5511e-17 | 0 | 0 | 0.35037 | 0.33286 | 0 | 0 | 2.1368 | 2.6305 | 0 | 0.35037 | -0.35037 | 3.6035 | 60.0581 | 0.2021 | 0.36614 | 0 | 0 | 2.6305
2007-06-14 02:00 | 0 | 0 | -139.1181 | 90 | 0 | 0 | 0 | 0 | 0 | 0 | 0 | 0 | 0 | 0 | 0 | 0 | 0 | 0 | 0 | 0 | 0 | 2.5262 | 2.2801 | 0 | 0 | 0 | 3.6035 | 60.0581 | 0.2021 | 0 | 0 | 0 | 2.2801
2007-06-14 03:00 | 0 | 0 | -127.6509 | 90 | 0 | 0 | 0.39468 | 0.39468 | 0 | 0 | 0 | 0.39468 | 0 | 0 | 5.5511e-17 | 0 | 0 | 0.41546 | 0.39468 | 0 | 0 | 2.5262 | 2.2801 | 0 | 0.41546 | -0.41546 | 3.1656 | 52.7593 | 0.2021 | 0.43415 | 0 | 0 | 2.2801
2007-06-14 04:00 | 0 | 0 | -120.4576 | 90 | 0 | 0 | 0 | 0 | 0 | 0 | 0 | 0 | 0 | 0 | 0 | 0 | 0 | 0 | 0 | 0 | 0 | 2.9878 | 1.8647 | 0 | 0 | 0 | 3.1656 | 52.7593 | 0.2021 | 0 | 0 | 0 | 1.8647
2007-06-14 05:00 | 0 | 0 | -115.8932 | 90 | 0 | 0 | 0.43043 | 0.43043 | 0 | 0 | 0 | 0.43043 | 0 | 0 | 5.5511e-17 | 0 | 0 | 0.45309 | 0.43043 | 0 | 0 | 2.9878 | 1.8647 | 0 | 0.45309 | -0.45309 | 2.688 | 44.7993 | 0.2021 | 0.47348 | 0 | 0 | 1.8647
2007-06-14 06:00 | 0.059294 | 2.6626 | -113.0883 | 90.8951 | 0.0035089 | 0.0062598 | 0.039976 | 0.039976 | 0 | 0 | 0 | 0.039976 | 15.6589 | 0 | 0 | 0 | 0.0062598 | 0.04208 | 0.039976 | 0 | 0 | 3.4912 | 1.4116 | 0 | 0.03582 | -0.03582 | 2.6502 | 44.1701 | 0.2021 | 0.043974 | 0.0050079 | 0 | 1.4179
2007-06-14 07:00 | 0.27659 | 16.3717 | -111.6752 | 77.1301 | 0.22317 | 0.39813 | 1.708 | 1.708 | 1.7 | 0 | 0.5202 | 1.708 | 23.3093 | 0 | 0 | 0 | 0.39813 | 0.0084705 | 0.008047 | 0 | 0 | 3.531 | 1.3758 | 0.38966 | 0 | 0.38966 | 3.0199 | 50.3312 | 0.20214 | 1.8789 | 0.31851 | 1.7 | 1.7739
2007-06-14 08:00 | 0.53261 | 30.1512 | -111.6766 | 63.5183 | 0.47658 | 0.85022 | 2.0068 | 2.0068 | 1.7 | 0 | 0.5202 | 2.0068 | 42.3661 | 0 | 0 | 0 | 0.85022 | 0.32299 | 0.30684 | 0 | 0 | 3.1413 | 1.7265 | 0.52723 | 0 | 0.52723 | 3.52 | 58.6674 | 0.20219 | 2.2075 | 0.68017 | 1.7 | 2.5767
2007-06-14 09:00 | 0.73485 | 43.8425 | -113.6373 | 50.3059 | 0.68137 | 1.2156 | 0.63608 | 0.63608 | 1.7 | 0 | 0.5202 | 0.63608 | 191.1013 | 0 | 0 | 0 | 1.2156 | 0 | 0 | 1.0639 | 1.0107 | 2.6141 | 2.201 | 2.2263 | 0 | 2.2263 | 5.6321 | 93.8679 | 0.20212 | 0.69969 | 0.97245 | 1.7 | 3.4166
2007-06-14 10:00 | 0.94656 | 57.1484 | -119.3385 | 38.0072 | 0.89151 | 1.5904 | 2.1545 | 2.1545 | 1.012 | 0 | 0.33237 | 2.1545 | 73.8211 | 0 | 0 | 0 | 1.5904 | 1.2026 | 1.1425 | 0 | 0 | 0.38783 | 4.2046 | 0.38783 | 0 | 0.38783 | 6 | 100 | 0.20211 | 2.3699 | 1.2724 | 1.7 | 5.7951
2007-06-14 11:00 | 0.98653 | 69.1376 | -134.7728 | 27.9357 | 0.9366 | 1.6709 | 2.111 | 2.111 | 0.731 | 0 | 0.25566 | 2.111 | 79.1514 | 0.21826 | 0 | 0 | 1.6709 | 1.4526 | 1.38 | 0 | 0 | 0 | 4.5537 | 0 | 0 | 0 | 6 | 100 | 0.20211 | 2.3221 | 1.3367 | 1.7 | 6.2246
2007-06-14 12:00 | 1.0784 | 75.7726 | -176.3813 | 23.2488 | 1.026 | 1.8303 | 1.0179 | 1.0179 | 0 | 0 | 0 | 1.0179 | 179.8119 | 0.75883 | 0 | 0 | 1.8303 | 1.0715 | 1.0179 | 0 | 0 | 0 | 4.5537 | 0 | 0 | 0 | 6 | 100 | 0.20211 | 1.1197 | 1.4642 | 0 | 6.384
2007-06-14 13:00 | 1.02 | 70.4533 | 138.2363 | 26.9372 | 0.96875 | 1.7283 | 0.45121 | 0.45121 | 0 | 0 | 0 | 0.45121 | 383.027 | 1.2533 | 0 | 0 | 1.7283 | 0.47496 | 0.45121 | 0 | 0 | 0 | 4.5537 | 0 | 0 | 0 | 6 | 100 | 0.20211 | 0.49633 | 1.3826 | 0 | 6.2819
2007-06-14 14:00 | 0.81102 | 58.8038 | 120.5604 | 36.5396 | 0.76703 | 1.3684 | 2.5895 | 2.5895 | 1.2895 | 0 | 0.40813 | 2.5895 | 52.8448 | 0 | 0 | 0 | 1.3684 | 1.3684 | 1.3 | 0 | 0 | 0 | 4.5537 | 0 | 0 | 0 | 6 | 100 | 0.20211 | 2.8484 | 1.0947 | 1.7 | 5.9221
2007-06-14 15:00 | 0.68499 | 45.5895 | 114.0996 | 48.6523 | 0.63853 | 1.1391 | 1.5939 | 1.5939 | 0.51175 | 0 | 0.19581 | 1.5939 | 71.4671 | 0 | 0 | 0 | 1.1391 | 1.1391 | 1.0822 | 0 | 0 | 0 | 4.5537 | 0 | 0 | 0 | 6 | 100 | 0.20211 | 1.7533 | 0.91131 | 1.7 | 5.6928
2007-06-14 16:00 | 0.44856 | 31.9257 | 111.7993 | 61.7851 | 0.41072 | 0.73272 | 1.2903 | 1.2903 | 0.59417 | 0 | 0.21831 | 1.2903 | 56.7888 | 0 | 0 | 0 | 0.73272 | 0.73272 | 0.69608 | 0 | 0 | 0 | 4.5537 | 0 | 0 | 0 | 6 | 100 | 0.20211 | 1.4193 | 0.58618 | 1.7 | 5.2864
2007-06-14 17:00 | 0.25909 | 18.1475 | 111.5909 | 75.3623 | 0.22132 | 0.39484 | 0.12991 | 0.12991 | 0 | 0 | 0 | 0.12991 | 303.9282 | 0.25809 | 0 | 0 | 0.39484 | 0.13675 | 0.12991 | 0 | 0 | 0 | 4.5537 | 0 | 0 | 0 | 6 | 100 | 0.20211 | 0.1429 | 0.31587 | 0 | 4.9485
2007-06-14 18:00 | 0.057463 | 4.4216 | 112.8312 | 89.1174 | 0.031944 | 0.056988 | 2.0703 | 2.0703 | 1.7 | 0 | 0.5202 | 2.0703 | 2.7526 | 1.1102e-16 | 0 | 0 | 0.056988 | 0.38978 | 0.37029 | 0 | 0 | 0 | 4.5537 | 0 | 0.33279 | -0.33279 | 5.6492 | 94.1535 | 0.20211 | 2.2773 | 0.04559 | 1.7 | 4.6107
2007-06-14 19:00 | 0 | 0 | 115.4446 | 90 | 0 | 0 | 0.34771 | 0.34771 | 0 | 0 | 0 | 0.34771 | 0 | 0 | 0 | 0 | 0 | 0.36601 | 0.34771 | 0 | 0 | 0.36977 | 4.2209 | 0 | 0.36601 | -0.36601 | 5.2634 | 87.7234 | 0.20211 | 0.38248 | 0 | 0 | 4.2209
2007-06-14 20:00 | 0 | 0 | 119.746 | 90 | 0 | 0 | 0 | 0 | 0 | 0 | 0 | 0 | 0 | 0 | 0 | 0 | 0 | 0 | 0 | 0 | 0 | 0.77644 | 3.8549 | 0 | 0 | 0 | 5.2634 | 87.7234 | 0.20211 | 0 | 0 | 0 | 3.8549
2007-06-14 21:00 | 0 | 0 | 126.5274 | 90 | 0 | 0 | 2.1726 | 2.1726 | 1.7 | 0 | 0.5202 | 2.1726 | 0 | 0 | 0 | 0 | 0 | 0.49752 | 0.47264 | 0 | 0 | 0.77644 | 3.8549 | 0 | 0.49752 | -0.49752 | 4.739 | 78.9829 | 0.20211 | 2.3899 | 0 | 1.7 | 3.8549
2007-06-14 22:00 | 0 | 0 | 137.3186 | 90 | 0 | 0 | 0.08921 | 0.08921 | 1.4884 | 0 | 0.46244 | 0.08921 | 0 | 0 | 0 | 0 | 0 | 0 | 0 | 1.3992 | 1.3292 | 1.3292 | 3.3574 | 1.3292 | 0 | 1.3292 | 6 | 100 | 0.20218 | 0.098131 | 0 | 1.7 | 3.3574
2007-06-14 23:00 | 0 | 0 | 154.4045 | 90 | 0 | 0 | 0 | 0 | 0 | 0 | 0 | 0 | 0 | 0 | 0 | 0 | 0 | 0 | 0 | 0 | 0 | 0 | 4.5537 | 0 | 0 | 0 | 6 | 100 | 0.20218 | 0 | 0 | 0 | 4.5537
2007-06-15 | 0 | 0 | 178.2474 | 90 | 0 | 0 | 0.27693 | 0.27693 | 0 | 0 | 0 | 0.27693 | 0 | 0 | 5.5511e-17 | 0 | 0 | 0.29151 | 0.27693 | 0 | 0 | 0 | 4.5537 | 0 | 0.29151 | -0.29151 | 5.6927 | 94.8788 | 0.20218 | 0.30462 | 0 | 0 | 4.5537
2007-06-15 01:00 | 0 | 0 | -157.2722 | 90 | 0 | 0 | 0 | 0 | 0 | 0 | 0 | 0 | 0 | 0 | 0 | 0 | 0 | 0 | 0 | 0 | 0 | 0.3239 | 4.2622 | 0 | 0 | 0 | 5.6927 | 94.8788 | 0.20218 | 0 | 0 | 0 | 4.2622
2007-06-15 02:00 | 0 | 0 | -139.2235 | 90 | 0 | 0 | 0.18442 | 0.18442 | 0 | 0 | 0 | 0.18442 | 0 | 0 | 0 | 0 | 0 | 0.19413 | 0.18442 | 0 | 0 | 0.3239 | 4.2622 | 0 | 0.19413 | -0.19413 | 5.4881 | 91.4683 | 0.20218 | 0.20286 | 0 | 0 | 4.2622
2007-06-15 03:00 | 0 | 0 | -127.7388 | 90 | 0 | 0 | 0.18045 | 0.18045 | 0 | 0 | 0 | 0.18045 | 0 | 0 | 0 | 0 | 0 | 0.18995 | 0.18045 | 0 | 0 | 0.53959 | 4.0681 | 0 | 0.18995 | -0.18995 | 5.2879 | 88.1312 | 0.20218 | 0.1985 | 0 | 0 | 4.0681
2007-06-15 04:00 | 0 | 0 | -120.5317 | 90 | 0 | 0 | 0.22623 | 0.22623 | 0 | 0 | 0 | 0.22623 | 0 | 0 | 2.7756e-17 | 0 | 0 | 0.23814 | 0.22623 | 0 | 0 | 0.75065 | 3.8781 | 0 | 0.23814 | -0.23814 | 5.0369 | 83.9476 | 0.20218 | 0.24885 | 0 | 0 | 3.8781
2007-06-15 05:00 | 0 | 0 | -115.9586 | 90 | 0 | 0 | 0.36157 | 0.36157 | 0 | 0 | 0 | 0.36157 | 0 | 0 | 0 | 0 | 0 | 0.3806 | 0.36157 | 0 | 0 | 1.0152 | 3.64 | 0 | 0.3806 | -0.3806 | 4.6357 | 77.2612 | 0.20218 | 0.39773 | 0 | 0 | 3.64
2007-06-15 06:00 | 0.057646 | 2.6233 | -113.1487 | 90.9427 | 0.0037155 | 0.0066284 | 0 | 0 | 0 | 0 | 0 | 0 | 0 | 0 | 0 | 0 | 0.0066284 | 0 | 0 | 0 | 0 | 1.4381 | 3.2594 | 0.0066284 | 0 | 0.0066284 | 4.642 | 77.366 | 0.20217 | 0 | 0.0053027 | 0 | 3.266
2007-06-15 07:00 | 0.2737 | 16.3266 | -111.7337 | 77.1831 | 0.22079 | 0.39388 | 1.4594 | 1.4594 | 1.7 | 0 | 0.5202 | 1.4594 | 26.9889 | 0 | 0 | 0 | 0.39388 | 0 | 0 | 0.24058 | 0.22855 | 1.4315 | 3.2653 | 0.62243 | 0 | 0.62243 | 5.2325 | 87.2075 | 0.20225 | 1.6054 | 0.31511 | 1.7 | 3.6592
2007-06-15 08:00 | 0.42463 | 30.1005 | -111.7357 | 63.5767 | 0.38662 | 0.68974 | 1.3306 | 1.3306 | 1.4439 | 0 | 0.4503 | 1.3306 | 51.8375 | 0 | 0 | 0 | 0.68974 | 0 | 0 | 0.11337 | 0.1077 | 0.80907 | 3.8255 | 0.79744 | 0 | 0.79744 | 5.989 | 99.816 | 0.20233 | 1.4636 | 0.55179 | 1.7 | 4.5153
2007-06-15 09:00 | 0.70636 | 43.7859 | -113.6989 | 50.3698 | 0.65506 | 1.1686 | 1.1509 | 1.1509 | 0 | 0 | 0 | 1.1509 | 101.536 | 0 | 0 | 0 | 1.1686 | 1.2115 | 1.1509 | 0 | 0 | 0.011635 | 4.5432 | 0 | 0.042898 | -0.042898 | 5.9438 | 99.0624 | 0.20233 | 1.266 | 0.9349 | 0 | 5.7118
2007-06-15 10:00 | 0.83651 | 57.0847 | -119.4003 | 38.0768 | 0.78867 | 1.407 | 0.6515 | 0.6515 | 0 | 0 | 0 | 0.6515 | 215.9611 | 0.6619 | 0 | 0 | 1.407 | 0.68579 | 0.6515 | 0 | 0 | 0.059299 | 4.5003 | 0.059299 | 0 | 0.059299 | 6 | 100 | 0.20232 | 0.71665 | 1.1256 | 0 | 5.9073
2007-06-15 11:00 | 0.78194 | 69.0663 | -134.8007 | 28.0073 | 0.7485 | 1.3353 | 0.53886 | 0.53886 | 0 | 0 | 0 | 0.53886 | 247.8053 | 0.7681 | 0 | 0 | 1.3353 | 0.56722 | 0.53886 | 0 | 0 | 0 | 4.5537 | 0 | 0 | 0 | 6 | 100 | 0.20232 | 0.59275 | 1.0683 | 0 | 5.889
2007-06-15 12:00 | 1.0098 | 75.7157 | -176.2022 | 23.3045 | 0.96087 | 1.7142 | 0.77815 | 0.77815 | 0 | 0 | 0 | 0.77815 | 220.2906 | 0.89509 | 0 | 0 | 1.7142 | 0.81911 | 0.77815 | 0 | 0 | 0 | 4.5537 | 0 | 0 | 0 | 6 | 100 | 0.20232 | 0.85597 | 1.3714 | 0 | 6.2679
2007-06-15 13:00 | 0.93323 | 70.45 | 138.4512 | 26.957 | 0.88708 | 1.5825 | 0.73575 | 0.73575 | 0 | 0 | 0 | 0.73575 | 215.0923 | 0.80807 | 0 | 0 | 1.5825 | 0.77447 | 0.73575 | 0 | 0 | 0 | 4.5537 | 0 | 0 | 0 | 6 | 100 | 0.20232 | 0.80933 | 1.266 | 0 | 6.1362
2007-06-15 14:00 | 0.88666 | 58.8278 | 120.6915 | 36.5317 | 0.83656 | 1.4924 | 1.4925 | 1.4925 | 0.425 | 0 | 0.17213 | 1.4925 | 99.995 | 0.36874 | 0 | 0 | 1.4924 | 1.1237 | 1.0675 | 0 | 0 | 0 | 4.5537 | 0 | 0 | 0 | 6 | 100 | 0.20232 | 1.6418 | 1.1939 | 1.7 | 6.0461
2007-06-15 15:00 | 0.60176 | 45.6261 | 114.1882 | 48.6283 | 0.56605 | 1.0098 | 1.8333 | 1.8333 | 0.87398 | 0 | 0.2947 | 1.8333 | 55.082 | 0 | 0 | 0 | 1.0098 | 1.0098 | 0.95934 | 0 | 0 | 0 | 4.5537 | 0 | 0 | 0 | 6 | 100 | 0.20232 | 2.0166 | 0.80786 | 1.7 | 5.5635
2007-06-15 16:00 | 0.42959 | 31.97 | 111.8662 | 61.7509 | 0.39573 | 0.70599 | 1.0519 | 1.0519 | 0 | 0 | 0 | 1.0519 | 67.1187 | 0 | 2.2204e-16 | 0 | 0.70599 | 1.1072 | 1.0519 | 0 | 0 | 0 | 4.5537 | 0 | 0.40122 | -0.40122 | 5.5771 | 92.9512 | 0.20232 | 1.157 | 0.56479 | 0 | 5.2597
2007-06-15 17:00 | 0.24426 | 18.1975 | 111.6454 | 75.3207 | 0.21234 | 0.37882 | 2.156 | 2.156 | 1.7 | 0 | 0.5202 | 2.156 | 17.5706 | 0 | 0 | 0 | 0.37882 | 0.47997 | 0.45597 | 0 | 0 | 0.4458 | 4.1525 | 0 | 0.10115 | -0.10115 | 5.4705 | 91.1741 | 0.20232 | 2.3716 | 0.30305 | 1.7 | 4.5313
2007-06-15 18:00 | 0.052303 | 4.4765 | 112.878 | 89.0699 | 0.035053 | 0.062535 | 0.064173 | 0.064173 | 0 | 0 | 0 | 0.064173 | 97.4475 | 0 | 0 | 0 | 0.062535 | 0.06755 | 0.064173 | 0 | 0 | 0.5582 | 4.0513 | 0 | 0.0050155 | -0.0050155 | 5.4652 | 91.086 | 0.20232 | 0.07059 | 0.050028 | 0 | 4.1138
2007-06-15 19:00 | 0 | 0 | 115.4856 | 90 | 0 | 0 | 1.7559 | 1.7559 | 1.7 | 0 | 0.5202 | 1.7559 | 0 | 0 | 0 | 0 | 0 | 0.058794 | 0.055854 | 0 | 0 | 0.56377 | 4.0463 | 0 | 0.058794 | -0.058794 | 5.4032 | 90.0531 | 0.20232 | 1.9314 | 0 | 1.7 | 4.0463
2007-06-15 20:00 | 0 | 0 | 119.7815 | 90 | 0 | 0 | 0.33308 | 0.33308 | 0 | 0 | 0 | 0.33308 | 0 | 0 | 5.5511e-17 | 0 | 0 | 0.35061 | 0.33308 | 0 | 0 | 0.6291 | 3.9875 | 0 | 0.35061 | -0.35061 | 5.0336 | 83.8935 | 0.20232 | 0.36639 | 0 | 0 | 3.9875
2007-06-15 21:00 | 0 | 0 | 126.5544 | 90 | 0 | 0 | 0.40386 | 0.40386 | 0 | 0 | 0 | 0.40386 | 0 | 0 | 0 | 0 | 0 | 0.42511 | 0.40386 | 0 | 0 | 1.0187 | 3.6369 | 0 | 0.42511 | -0.42511 | 4.5855 | 76.425 | 0.20232 | 0.44424 | 0 | 0 | 3.6369
2007-06-15 22:00 | 0 | 0 | 137.3276 | 90 | 0 | 0 | 0.54454 | 0.54454 | 0 | 0 | 0 | 0.54454 | 0 | 0 | 0 | 0 | 0 | 0.5732 | 0.54454 | 0 | 0 | 1.491 | 3.2118 | 0 | 0.5732 | -0.5732 | 3.9813 | 66.355 | 0.20232 | 0.59899 | 0 | 0 | 3.2118
2007-06-15 23:00 | 0 | 0 | 154.3746 | 90 | 0 | 0 | 0.40599 | 0.40599 | 0 | 0 | 0 | 0.40599 | 0 | 0 | 5.5511e-17 | 0 | 0 | 0.42735 | 0.40599 | 0 | 0 | 2.1279 | 2.6386 | 0 | 0.42735 | -0.42735 | 3.5308 | 58.8471 | 0.20232 | 0.44658 | 0 | 0 | 2.6386
2007-06-16 | 0 | 0 | 178.1596 | 90 | 0 | 0 | 0.61898 | 0.61898 | 0 | 0 | 0 | 0.61898 | 0 | 0 | 1.1102e-16 | 0 | 0 | 0.65156 | 0.61898 | 0 | 0 | 2.6027 | 2.2112 | 0 | 0.65156 | -0.65156 | 2.844 | 47.4005 | 0.20232 | 0.68088 | 0 | 0 | 2.2112
2007-06-16 01:00 | 0 | 0 | -157.3828 | 90 | 0 | 0 | 0.64336 | 0.64336 | 0 | 0 | 0 | 0.64336 | 0 | 0 | 0 | 0 | 0 | 0.67722 | 0.64336 | 0 | 0 | 3.3267 | 1.5597 | 0 | 0.67722 | -0.67722 | 2.1302 | 35.503 | 0.20232 | 0.70769 | 0 | 0 | 1.5597
2007-06-16 02:00 | 0 | 0 | -139.3224 | 90 | 0 | 0 | 0 | 0 | 0 | 0 | 0 | 0 | 0 | 0 | 0 | 0 | 0 | 0 | 0 | 0 | 0 | 4.0792 | 0.88245 | 0 | 0 | 0 | 2.1302 | 35.503 | 0.20232 | 0 | 0 | 0 | 0.88245
2007-06-16 03:00 | 0 | 0 | -127.8198 | 90 | 0 | 0 | 0.29698 | 0.29698 | 0 | 0 | 0 | 0.29698 | 0 | 0 | 5.5511e-17 | 0 | 0 | 0.31261 | 0.29698 | 0 | 0 | 4.0792 | 0.88245 | 0 | 0.31261 | -0.31261 | 1.8007 | 30.011 | 0.20232 | 0.32668 | 0 | 0 | 0.88245
2007-06-16 04:00 | 0 | 0 | -120.5992 | 90 | 0 | 0 | 0.50293 | 0.50293 | 1.7 | 0 | 0.5202 | 0.50293 | 0 | 0 | 0 | 0 | 0 | 0 | 0 | 1.1971 | 1.1372 | 4.4265 | 0.56984 | 1.1372 | 0 | 1.1372 | 2.8795 | 47.9919 | 0.20248 | 0.55322 | 0 | 1.7 | 0.56984
2007-06-16 05:00 | 0 | 0 | -116.0173 | 90 | 0 | 0 | 0.094248 | 0.094248 | 1.5469 | 0 | 0.4784 | 0.094248 | 0 | 2.2204e-16 | 0 | 0 | 0 | 0 | 0 | 1.4526 | 1.38 | 3.2893 | 1.5933 | 1.38 | 0 | 1.38 | 4.1887 | 69.8116 | 0.20255 | 0.10367 | 0 | 1.7 | 1.5933
2007-06-16 06:00 | 0.025262 | 2.5824 | -113.2023 | 90.9909 | 0.022402 | 0.039964 | 0.36144 | 0.36144 | 1.7 | 0 | 0.5202 | 0.36144 | 11.057 | 0 | 0 | 0 | 0.039964 | 0 | 0 | 1.3386 | 1.2716 | 1.9093 | 2.8353 | 1.3116 | 0 | 1.3116 | 5.433 | 90.5497 | 0.20269 | 0.39759 | 0.031972 | 1.7 | 2.8753
2007-06-16 07:00 | 0.12258 | 16.2806 | -111.785 | 77.236 | 0.11946 | 0.21312 | 0.78096 | 0.78096 | 0 | 0 | 0 | 0.78096 | 27.2895 | 0 | 0 | 0 | 0.21312 | 0.82206 | 0.78096 | 0 | 0 | 0.59769 | 4.0158 | 0 | 0.60894 | -0.60894 | 4.7911 | 79.8517 | 0.20269 | 0.85906 | 0.1705 | 0 | 4.2289
2007-06-16 08:00 | 0.20372 | 30.0496 | -111.7868 | 63.6341 | 0.20112 | 0.3588 | 1.6441 | 1.6441 | 1.7 | 0 | 0.5202 | 1.6441 | 21.8236 | 0 | 0 | 0 | 0.3588 | 0 | 0 | 0.055914 | 0.053119 | 1.2743 | 3.4068 | 0.41192 | 0 | 0.41192 | 5.1819 | 86.3646 | 0.20274 | 1.8085 | 0.28704 | 1.7 | 3.7656
2007-06-16 09:00 | 0.25323 | 43.7298 | -113.7509 | 50.4318 | 0.25112 | 0.448 | 0.62305 | 0.62305 | 0 | 0 | 0 | 0.62305 | 71.9047 | 0 | 0 | 0 | 0.448 | 0.65584 | 0.62305 | 0 | 0 | 0.86238 | 3.7776 | 0 | 0.20784 | -0.20784 | 4.9628 | 82.7133 | 0.20274 | 0.68535 | 0.3584 | 0 | 4.2256
2007-06-16 10:00 | 0.32602 | 57.0228 | -119.4496 | 38.143 | 0.32331 | 0.57679 | 0.64634 | 0.64634 | 0 | 0 | 0 | 0.64634 | 89.2401 | 0 | 0 | 0 | 0.57679 | 0.68035 | 0.64634 | 0 | 0 | 1.0933 | 3.5697 | 0 | 0.10356 | -0.10356 | 4.8536 | 80.8939 | 0.20274 | 0.71097 | 0.46143 | 0 | 4.1465
2007-06-16 11:00 | 0.62133 | 68.999 | -134.8128 | 28.0737 | 0.60431 | 1.0781 | 0.95568 | 0.95568 | 0 | 0 | 0 | 0.95568 | 112.8082 | 0 | 0 | 0 | 1.0781 | 1.006 | 0.95568 | 0 | 0 | 1.2084 | 3.4661 | 0.072106 | 0 | 0.072106 | 4.922 | 82.034 | 0.20272 | 1.0512 | 0.86247 | 0 | 4.5442
2007-06-16 12:00 | 0.77038 | 75.6655 | -176.0202 | 23.3535 | 0.74123 | 1.3223 | 0 | 0 | 0 | 0 | 0 | 0 | 0 | 0.18607 | 0 | 0 | 1.3223 | 0 | 0 | 0 | 0 | 1.1363 | 3.531 | 1.1363 | 0 | 1.1363 | 6 | 100 | 0.20245 | 0 | 1.0579 | 0 | 4.8534
2007-06-16 13:00 | 0.7189 | 70.4516 | 138.6526 | 26.9708 | 0.69278 | 1.2359 | 0.66282 | 0.66282 | 0 | 0 | 0 | 0.66282 | 186.4624 | 0.53821 | 0 | 0 | 1.2359 | 0.69771 | 0.66282 | 0 | 0 | 0 | 4.5537 | 0 | 0 | 0 | 6 | 100 | 0.20245 | 0.7291 | 0.98873 | 0 | 5.7896
2007-06-16 14:00 | 0.81019 | 58.8547 | 120.811 | 36.5194 | 0.7661 | 1.3667 | 0.74649 | 0.74649 | 0 | 0 | 0 | 0.74649 | 183.0863 | 0.58094 | 0 | 0 | 1.3667 | 0.78578 | 0.74649 | 0 | 0 | 0 | 4.5537 | 0 | 0 | 0 | 6 | 100 | 0.20245 | 0.82114 | 1.0934 | 0 | 5.9204
2007-06-16 15:00 | 0.69851 | 45.6645 | 114.2675 | 48.6011 | 0.65045 | 1.1604 | 0 | 0 | 0 | 0 | 0 | 0 | 0 | 1.1604 | 0 | 0 | 1.1604 | 0 | 0 | 0 | 0 | 0 | 4.5537 | 0 | 0 | 0 | 6 | 100 | 0.20245 | 0 | 0.92832 | 0 | 5.7141
2007-06-16 16:00 | 0.31299 | 32.0152 | 111.9251 | 61.7145 | 0.30152 | 0.53791 | 1.8097 | 1.8097 | 1.2987 | 0 | 0.41064 | 1.8097 | 29.7237 | 0 | 0 | 0 | 0.53791 | 0.53791 | 0.51102 | 0 | 0 | 0 | 4.5537 | 0 | 0 | 0 | 6 | 100 | 0.20245 | 1.9907 | 0.43033 | 1.7 | 5.0916
2007-06-16 17:00 | 0.17664 | 18.2478 | 111.6927 | 75.2778 | 0.16704 | 0.298 | 0.35575 | 0.35575 | 0 | 0 | 0 | 0.35575 | 83.7673 | 0 | 5.5511e-17 | 0 | 0.298 | 0.37448 | 0.35575 | 0 | 0 | 0 | 4.5537 | 0 | 0.076472 | -0.076472 | 5.9194 | 98.6565 | 0.20245 | 0.39133 | 0.2384 | 0 | 4.8517
2007-06-16 18:00 | 0.073292 | 4.531 | 112.9178 | 89.0217 | 0.02454 | 0.043779 | 2.2602 | 2.2602 | 1.7 | 0 | 0.5202 | 2.2602 | 1.9369 | 0 | 0 | 0 | 0.043779 | 0.58973 | 0.56025 | 0 | 0 | 0.084969 | 4.4772 | 0 | 0.54596 | -0.54596 | 5.3439 | 89.0651 | 0.20245 | 2.4863 | 0.035023 | 1.7 | 4.521
2007-06-16 19:00 | 0 | 0 | 115.5198 | 90 | 0 | 0 | 0 | 0 | 0 | 0 | 0 | 0 | 0 | 0 | 0 | 0 | 0 | 0 | 0 | 0 | 0 | 0.69159 | 3.9313 | 0 | 0 | 0 | 5.3439 | 89.0651 | 0.20245 | 0 | 0 | 0 | 3.9313
2007-06-16 20:00 | 0 | 0 | 119.8098 | 90 | 0 | 0 | 0 | 0 | 0 | 0 | 0 | 0 | 0 | 0 | 0 | 0 | 0 | 0 | 0 | 0 | 0 | 0.69159 | 3.9313 | 0 | 0 | 0 | 5.3439 | 89.0651 | 0.20245 | 0 | 0 | 0 | 3.9313
2007-06-16 21:00 | 0 | 0 | 126.5738 | 90 | 0 | 0 | 1.2493 | 1.2493 | 0 | 0 | 0 | 1.2493 | 0 | 0 | 2.2204e-16 | 0 | 0 | 1.315 | 1.2493 | 0 | 0 | 0.69159 | 3.9313 | 0 | 1.315 | -1.315 | 3.9578 | 65.9625 | 0.20245 | 1.3742 | 0 | 0 | 3.9313
2007-06-16 22:00 | 0 | 0 | 137.3288 | 90 | 0 | 0 | 0.12636 | 0.12636 | 0 | 0 | 0 | 0.12636 | 0 | 0 | 2.7756e-17 | 0 | 0 | 0.13301 | 0.12636 | 0 | 0 | 2.1527 | 2.6162 | 0 | 0.13301 | -0.13301 | 3.8176 | 63.6257 | 0.20245 | 0.139 | 0 | 0 | 2.6162
2007-06-16 23:00 | 0 | 0 | 154.3385 | 90 | 0 | 0 | 0.10259 | 0.10259 | 0 | 0 | 0 | 0.10259 | 0 | 0 | 1.3878e-17 | 0 | 0 | 0.10799 | 0.10259 | 0 | 0 | 2.3005 | 2.4832 | 0 | 0.10799 | -0.10799 | 3.7037 | 61.7286 | 0.20245 | 0.11285 | 0 | 0 | 2.4832
2007-06-17 | 0 | 0 | 178.0707 | 90 | 0 | 0 | 0.065671 | 0.065671 | 0 | 0 | 0 | 0.065671 | 0 | 0 | 0 | 0 | 0 | 0.069127 | 0.065671 | 0 | 0 | 2.4205 | 2.3752 | 0 | 0.069127 | -0.069127 | 3.6309 | 60.5141 | 0.20245 | 0.072238 | 0 | 0 | 2.3752
2007-06-17 01:00 | 0 | 0 | -157.4891 | 90 | 0 | 0 | 0.28664 | 0.28664 | 0 | 0 | 0 | 0.28664 | 0 | 0 | 0 | 0 | 0 | 0.30173 | 0.28664 | 0 | 0 | 2.4973 | 2.3061 | 0 | 0.30173 | -0.30173 | 3.3128 | 55.2133 | 0.20245 | 0.31531 | 0 | 0 | 2.3061
2007-06-17 02:00 | 0 | 0 | -139.4148 | 90 | 0 | 0 | 0.23985 | 0.23985 | 0 | 0 | 0 | 0.23985 | 0 | 0 | 5.5511e-17 | 0 | 0 | 0.25248 | 0.23985 | 0 | 0 | 2.8326 | 2.0044 | 0 | 0.25248 | -0.25248 | 3.0467 | 50.7777 | 0.20245 | 0.26384 | 0 | 0 | 2.0044
2007-06-17 03:00 | 0 | 0 | -127.8939 | 90 | 0 | 0 | 0.38492 | 0.38492 | 0 | 0 | 0 | 0.38492 | 0 | 0 | 5.5511e-17 | 0 | 0 | 0.40518 | 0.38492 | 0 | 0 | 3.1131 | 1.7519 | 0 | 0.40518 | -0.40518 | 2.6196 | 43.6594 | 0.20245 | 0.42341 | 0 | 0 | 1.7519
2007-06-17 04:00 | 0 | 0 | -120.6599 | 90 | 0 | 0 | 0.40825 | 0.40825 | 0 | 0 | 0 | 0.40825 | 0 | 0 | 5.5511e-17 | 0 | 0 | 0.42974 | 0.40825 | 0 | 0 | 3.5633 | 1.3467 | 0 | 0.42974 | -0.42974 | 2.1666 | 36.1098 | 0.20245 | 0.44907 | 0 | 0 | 1.3467
2007-06-17 05:00 | 0 | 0 | -116.0694 | 90 | 0 | 0 | 0 | 0 | 0 | 0 | 0 | 0 | 0 | 0 | 0 | 0 | 0 | 0 | 0 | 0 | 0 | 4.0408 | 0.91699 | 0 | 0 | 0 | 2.1666 | 36.1098 | 0.20245 | 0 | 0 | 0 | 0.91699
2007-06-17 06:00 | 0.0053071 | 2.5399 | -113.2492 | 91.0396 | 0.0052445 | 0.0093563 | 0.41397 | 0.41397 | 0 | 0 | 0 | 0.41397 | 2.2601 | 0 | 5.5511e-17 | 0 | 0.0093563 | 0.43576 | 0.41397 | 0 | 0 | 4.0408 | 0.91699 | 0 | 0.4264 | -0.4264 | 1.7171 | 28.6186 | 0.20245 | 0.45537 | 0.007485 | 0 | 0.92634
2007-06-17 07:00 | 0.011934 | 16.2337 | -111.8292 | 77.2887 | 0.011867 | 0.021171 | 0.083944 | 0.083944 | 0 | 0 | 0 | 0.083944 | 25.2208 | 0 | 0 | 0 | 0.021171 | 0.088362 | 0.083944 | 0 | 0 | 4.5146 | 0.49058 | 0 | 0.067191 | -0.067191 | 1.6463 | 27.4382 | 0.20245 | 0.092338 | 0.016937 | 0 | 0.51175
2007-06-17 08:00 | 0.043879 | 29.9985 | -111.8299 | 63.6905 | 0.043632 | 0.07784 | 1.4409 | 1.4409 | 1.7 | 0 | 0.5202 | 1.4409 | 5.402 | 0 | 0 | 0 | 0.07784 | 0 | 0 | 0.25905 | 0.2461 | 4.5892 | 0.42339 | 0.32394 | 0 | 0.32394 | 1.9536 | 32.5601 | 0.20249 | 1.585 | 0.062272 | 1.7 | 0.50123
2007-06-17 09:00 | 0.040011 | 43.6746 | -113.7932 | 50.4919 | 0.039801 | 0.071006 | 2.4609 | 2.4466 | 1.7 | 0 | 0.5202 | 2.4466 | 2.9022 | 0 | 0.014295 | 0.31435 | 0.071006 | 0.78594 | 0.74665 | 0 | 0 | 4.2653 | 0.71494 | 0 | 0.71494 | -0.71494 | 1.2 | 20 | 0.20249 | 2.707 | 0.056805 | 1.7 | 0.78594
2007-06-17 10:00 | 0.070855 | 56.9629 | -119.4866 | 38.2059 | 0.070481 | 0.12574 | 2.437 | 1.8195 | 1.7 | 0 | 0.5202 | 1.8195 | 6.9108 | 0 | 0.61759 | 0.95686 | 0.12574 | 0.12574 | 0.11945 | 0 | 0 | 5.0597 | 0 | 0 | 0 | 0 | 1.2 | 20 | 0.20249 | 2.6808 | 0.10059 | 1.7 | 0.12574
2007-06-17 11:00 | 0.18481 | 68.9358 | -134.8093 | 28.1348 | 0.18377 | 0.32784 | 1.1995 | 1.1995 | 1.7 | 0 | 0.5202 | 1.1995 | 27.3319 | 0 | 0 | 0 | 0.32784 | 0 | 0 | 0.50053 | 0.47551 | 5.0597 | 0 | 0.80334 | 0 | 0.80334 | 1.9621 | 32.7019 | 0.20259 | 1.3194 | 0.26227 | 1.7 | 0.32784
2007-06-17 12:00 | 0.21085 | 75.6219 | -175.8353 | 23.3957 | 0.20965 | 0.37401 | 1.2341 | 1.2341 | 1.7 | 0 | 0.5202 | 1.2341 | 30.3071 | 0 | 0 | 0 | 0.37401 | 0 | 0 | 0.46592 | 0.44263 | 4.2563 | 0.72301 | 0.81664 | 0 | 0.81664 | 2.7369 | 45.6141 | 0.20269 | 1.3575 | 0.29921 | 1.7 | 1.097
2007-06-17 13:00 | 0.15059 | 70.4583 | 138.8405 | 26.9787 | 0.14976 | 0.26717 | 2.3729 | 2.3729 | 1.7 | 0 | 0.5202 | 2.3729 | 11.2596 | 0 | 0 | 0 | 0.26717 | 0.70828 | 0.67286 | 0 | 0 | 3.4397 | 1.458 | 0 | 0.4411 | -0.4411 | 2.2719 | 37.8648 | 0.20269 | 2.6101 | 0.21374 | 1.7 | 1.7252
2007-06-17 14:00 | 0.07008 | 58.8847 | 120.9186 | 36.5029 | 0.069712 | 0.12437 | 1.188 | 1.188 | 1.7 | 0 | 0.5202 | 1.188 | 10.4686 | 0 | 0 | 0 | 0.12437 | 0 | 0 | 0.51201 | 0.48641 | 3.9298 | 1.0169 | 0.61077 | 0 | 0.61077 | 2.8513 | 47.5219 | 0.20277 | 1.3068 | 0.099493 | 1.7 | 1.1412
2007-06-17 15:00 | 0.11149 | 45.7047 | 114.3373 | 48.571 | 0.11085 | 0.19775 | 1.0432 | 1.0432 | 1.7 | 0 | 0.5202 | 1.0432 | 18.9569 | 0 | 0 | 0 | 0.19775 | 0 | 0 | 0.65684 | 0.62399 | 3.319 | 1.5666 | 0.82175 | 0 | 0.82175 | 3.6309 | 60.5148 | 0.20287 | 1.1475 | 0.1582 | 1.7 | 1.7643
2007-06-17 16:00 | 0.019281 | 32.0614 | 111.976 | 61.6761 | 0.019181 | 0.034218 | 0.85263 | 0.85263 | 1.7 | 0 | 0.5202 | 0.85263 | 4.0132 | 0 | 0 | 0 | 0.034218 | 0 | 0 | 0.84737 | 0.805 | 2.4973 | 2.3061 | 0.83922 | 0 | 0.83922 | 4.427 | 73.784 | 0.20299 | 0.9379 | 0.027375 | 1.7 | 2.3404
2007-06-17 17:00 | 0.0026119 | 18.2983 | 111.7328 | 75.2336 | 0.0025987 | 0.0046361 | 0 | 0 | 1.4526 | 0 | 0.45267 | 0 | 0 | 0 | 0 | 0 | 0.0046361 | 0 | 0 | 1.4526 | 1.38 | 1.658 | 3.0614 | 1.3846 | 0 | 1.3846 | 5.7406 | 95.677 | 0.20302 | 0 | 0.0037089 | 1.7 | 3.0661
2007-06-17 18:00 | 0.048434 | 4.585 | 112.9507 | 88.9729 | 0.036895 | 0.06582 | 0.97986 | 0.97986 | 0 | 0 | 0 | 0.97986 | 6.7173 | 0 | 1.1102e-16 | 0 | 0.06582 | 1.0314 | 0.97986 | 0 | 0 | 0.27341 | 4.3076 | 0 | 0.96561 | -0.96561 | 4.7228 | 78.7129 | 0.20302 | 1.0778 | 0.052656 | 0 | 4.3734
2007-06-17 19:00 | 0 | 0 | 115.547 | 90 | 0 | 0 | 3.5495 | 3.08 | 1.7 | 0 | 0.5202 | 3.08 | 0 | 0 | 0.46951 | 0.82447 | 0 | 1.4526 | 1.38 | 0 | 0 | 1.3463 | 3.342 | 0 | 1.4526 | -1.4526 | 3.1916 | 53.1928 | 0.20302 | 3.9045 | 0 | 1.7 | 3.342
2007-06-17 20:00 | 0 | 0 | 119.831 | 90 | 0 | 0 | 1.1864 | 1.1864 | 1.7 | 0 | 0.5202 | 1.1864 | 0 | 0 | 0 | 0 | 0 | 0 | 0 | 0.51365 | 0.48797 | 2.9604 | 1.8894 | 0.48797 | 0 | 0.48797 | 3.6545 | 60.9083 | 0.20309 | 1.305 | 0 | 1.7 | 1.8894
2007-06-17 21:00 | 0 | 0 | 126.5856 | 90 | 0 | 0 | 2.5401 | 2.5401 | 1.7 | 0 | 0.5202 | 2.5401 | 0 | 0 | 0 | 0 | 0 | 0.8843 | 0.84008 | 0 | 0 | 2.4724 | 2.3285 | 0 | 0.8843 | -0.8843 | 2.7224 | 45.3727 | 0.20309 | 2.7941 | 0 | 1.7 | 2.3285
2007-06-17 22:00 | 0 | 0 | 137.3224 | 90 | 0 | 0 | 0.38441 | 0.38441 | 1.7 | 0 | 0.5202 | 0.38441 | 0 | 0 | 0 | 0 | 0 | 0 | 0 | 1.3156 | 1.2498 | 3.4549 | 1.4442 | 1.2498 | 0 | 1.2498 | 3.908 | 65.1339 | 0.20324 | 0.42285 | 0 | 1.7 | 1.4442
2007-06-17 23:00 | 0 | 0 | 154.2963 | 90 | 0 | 0 | 0.42316 | 0.42316 | 1.7 | 0 | 0.5202 | 0.42316 | 0 | 0 | 0 | 0 | 0 | 0 | 0 | 1.2768 | 1.213 | 2.2051 | 2.5691 | 1.213 | 0 | 1.213 | 5.0588 | 84.3131 | 0.20341 | 0.46547 | 0 | 1.7 | 2.5691
2007-06-18 | 0 | 0 | 177.9808 | 90 | 0 | 0 | 0.33303 | 0.33303 | 0 | 0 | 0 | 0.33303 | 0 | 0 | 5.5511e-17 | 0 | 0 | 0.35056 | 0.33303 | 0 | 0 | 0.99213 | 3.6608 | 0 | 0.35056 | -0.35056 | 4.6893 | 78.1544 | 0.20341 | 0.36634 | 0 | 0 | 3.6608
2007-06-18 01:00 | 0 | 0 | -157.5911 | 90 | 0 | 0 | 0.29507 | 0.29507 | 0 | 0 | 0 | 0.29507 | 0 | 0 | 5.5511e-17 | 0 | 0 | 0.3106 | 0.29507 | 0 | 0 | 1.3816 | 3.3102 | 0 | 0.3106 | -0.3106 | 4.3619 | 72.6978 | 0.20341 | 0.32457 | 0 | 0 | 3.3102
2007-06-18 02:00 | 0 | 0 | -139.5005 | 90 | 0 | 0 | 0.09419 | 0.09419 | 0 | 0 | 0 | 0.09419 | 0 | 0 | 1.3878e-17 | 0 | 0 | 0.099148 | 0.09419 | 0 | 0 | 1.7267 | 2.9996 | 0 | 0.099148 | -0.099148 | 4.2574 | 70.956 | 0.20341 | 0.10361 | 0 | 0 | 2.9996
2007-06-18 03:00 | 0 | 0 | -127.9611 | 90 | 0 | 0 | 0.31693 | 0.31693 | 0 | 0 | 0 | 0.31693 | 0 | 0 | 5.5511e-17 | 0 | 0 | 0.33361 | 0.31693 | 0 | 0 | 1.8369 | 2.9005 | 0 | 0.33361 | -0.33361 | 3.9057 | 65.0951 | 0.20341 | 0.34862 | 0 | 0 | 2.9005
2007-06-18 04:00 | 0 | 0 | -120.7139 | 90 | 0 | 0 | 0.28041 | 0.28041 | 0 | 0 | 0 | 0.28041 | 0 | 0 | 0 | 0 | 0 | 0.29517 | 0.28041 | 0 | 0 | 2.2076 | 2.5669 | 0 | 0.29517 | -0.29517 | 3.5946 | 59.9095 | 0.20341 | 0.30845 | 0 | 0 | 2.5669
2007-06-18 05:00 | 0 | 0 | -116.1148 | 90 | 0 | 0 | 0.67641 | 0.67641 | 0 | 0 | 0 | 0.67641 | 0 | 0 | 1.1102e-16 | 0 | 0 | 0.71201 | 0.67641 | 0 | 0 | 2.5355 | 2.2717 | 0 | 0.71201 | -0.71201 | 2.8441 | 47.4008 | 0.20341 | 0.74405 | 0 | 0 | 2.2717
2007-06-18 06:00 | 0.0087419 | 2.4961 | -113.2894 | 91.0888 | 0.0085948 | 0.015333 | 0.11716 | 0.11716 | 0 | 0 | 0 | 0.11716 | 13.0875 | 0 | 1.3878e-17 | 0 | 0.015333 | 0.12332 | 0.11716 | 0 | 0 | 3.3267 | 1.5597 | 0 | 0.10799 | -0.10799 | 2.7302 | 45.5036 | 0.20341 | 0.12887 | 0.012266 | 0 | 1.575
2007-06-18 07:00 | 0.020103 | 16.186 | -111.8661 | 77.3411 | 0.019983 | 0.035649 | 1.3443 | 1.3443 | 1.7 | 0 | 0.5202 | 1.3443 | 2.6519 | 0 | 0 | 0 | 0.035649 | 0 | 0 | 0.35568 | 0.3379 | 3.4467 | 1.4517 | 0.37355 | 0 | 0.37355 | 3.0846 | 51.4099 | 0.20346 | 1.4787 | 0.028519 | 1.7 | 1.4873
2007-06-18 08:00 | 0.15124 | 29.9474 | -111.8649 | 63.7459 | 0.15007 | 0.26773 | 2.0714 | 2.0714 | 1.7 | 0 | 0.5202 | 2.0714 | 12.9247 | 1.1102e-16 | 0 | 0 | 0.26773 | 0.39099 | 0.37144 | 0 | 0 | 3.0731 | 1.7879 | 0 | 0.12327 | -0.12327 | 2.9547 | 49.2443 | 0.20346 | 2.2786 | 0.21418 | 1.7 | 2.0556
2007-06-18 09:00 | 0.23944 | 43.6201 | -113.826 | 50.5498 | 0.23759 | 0.42387 | 0.86204 | 0.86204 | 1.7 | 0 | 0.5202 | 0.86204 | 49.17 | 0 | 0 | 0 | 0.42387 | 0 | 0 | 0.83796 | 0.79606 | 3.2101 | 1.6646 | 1.2199 | 0 | 1.2199 | 4.112 | 68.533 | 0.20361 | 0.94825 | 0.33909 | 1.7 | 2.0885
2007-06-18 10:00 | 0.17581 | 56.905 | -119.5114 | 38.2654 | 0.17479 | 0.31182 | 1.7191 | 1.7191 | 1.7 | 0 | 0.5202 | 1.7191 | 18.1381 | 0 | 0 | 0 | 0.31182 | 0.020142 | 0.019135 | 0 | 0 | 1.9902 | 2.7626 | 0.29168 | 0 | 0.29168 | 4.3887 | 73.1448 | 0.20364 | 1.891 | 0.24946 | 1.7 | 3.0744
2007-06-18 11:00 | 0.21918 | 68.8768 | -134.7905 | 28.1906 | 0.2179 | 0.38874 | 1.3301 | 1.3301 | 1.7 | 0 | 0.5202 | 1.3301 | 29.226 | 0 | 0 | 0 | 0.38874 | 0 | 0 | 0.36988 | 0.35138 | 1.6985 | 3.0251 | 0.74013 | 0 | 0.74013 | 5.0908 | 84.8472 | 0.20372 | 1.4631 | 0.31099 | 1.7 | 3.4138
2007-06-18 12:00 | 0.19715 | 75.5851 | -175.6476 | 23.4311 | 0.19604 | 0.34973 | 0.092954 | 0.092954 | 0 | 0 | 0 | 0.092954 | 376.2442 | 0 | 0 | 0 | 0.34973 | 0.097846 | 0.092954 | 0 | 0 | 0.95835 | 3.6912 | 0.25189 | 0 | 0.25189 | 5.3298 | 88.8299 | 0.20366 | 0.10225 | 0.27979 | 0 | 4.0409
2007-06-18 13:00 | 0.3459 | 70.4699 | 139.0148 | 26.9806 | 0.3434 | 0.61263 | 0.87899 | 0.87899 | 0 | 0 | 0 | 0.87899 | 69.6975 | 0 | 1.1102e-16 | 0 | 0.61263 | 0.92525 | 0.87899 | 0 | 0 | 0.70646 | 3.9179 | 0 | 0.31262 | -0.31262 | 5.0003 | 83.3378 | 0.20366 | 0.96689 | 0.49011 | 0 | 4.5305
2007-06-18 14:00 | 0.094406 | 58.9176 | 121.0145 | 36.482 | 0.0939 | 0.16752 | 0.1811 | 0.1811 | 0 | 0 | 0 | 0.1811 | 92.4971 | 0 | 0 | 0 | 0.16752 | 0.19064 | 0.1811 | 0 | 0 | 1.0538 | 3.6053 | 0 | 0.02312 | -0.02312 | 4.9759 | 82.9316 | 0.20366 | 0.19922 | 0.13401 | 0 | 3.7728
2007-06-18 15:00 | 0.17819 | 45.7466 | 114.3977 | 48.5379 | 0.17707 | 0.31588 | 0.30648 | 0.30648 | 0 | 0 | 0 | 0.30648 | 103.0687 | 0 | 0 | 0 | 0.31588 | 0.32261 | 0.30648 | 0 | 0 | 1.0795 | 3.5821 | 0 | 0.0067256 | -0.0067256 | 4.9688 | 82.8134 | 0.20366 | 0.33713 | 0.25271 | 0 | 3.898
2007-06-18 16:00 | 0.25227 | 32.1084 | 112.0189 | 61.6357 | 0.24751 | 0.44155 | 1.0956 | 1.0956 | 0 | 0 | 0 | 1.0956 | 40.3028 | 0 | 0 | 0 | 0.44155 | 1.1532 | 1.0956 | 0 | 0 | 1.087 | 3.5754 | 0 | 0.7117 | -0.7117 | 4.2186 | 70.3102 | 0.20366 | 1.2051 | 0.35324 | 0 | 4.017
2007-06-18 17:00 | 0.10726 | 18.3489 | 111.7656 | 75.1883 | 0.10602 | 0.18915 | 1.6184 | 1.6184 | 1.7 | 0 | 0.5202 | 1.6184 | 11.6876 | 0 | 0 | 0 | 0.18915 | 0 | 0 | 0.081649 | 0.077567 | 1.8777 | 2.8637 | 0.26671 | 0 | 0.26671 | 4.4717 | 74.5273 | 0.20369 | 1.7802 | 0.15132 | 1.7 | 3.0529
2007-06-18 18:00 | 0.035702 | 4.6385 | 112.9767 | 88.9238 | 0.033112 | 0.059071 | 1.0465 | 1.0465 | 1.7 | 0 | 0.5202 | 1.0465 | 5.6447 | 0 | 0 | 0 | 0.059071 | 0 | 0 | 0.6535 | 0.62083 | 1.611 | 3.1038 | 0.6799 | 0 | 0.6799 | 5.1167 | 85.2775 | 0.20378 | 1.1511 | 0.047257 | 1.7 | 3.1628
2007-06-18 19:00 | 0 | 0 | 115.5674 | 90 | 0 | 0 | 1.7128 | 1.7128 | 1.7 | 0 | 0.5202 | 1.7128 | 0 | 0 | 0 | 0 | 0 | 0.013466 | 0.012792 | 0 | 0 | 0.93114 | 3.7157 | 0 | 0.013466 | -0.013466 | 5.1025 | 85.0409 | 0.20378 | 1.8841 | 0 | 1.7 | 3.7157
2007-06-18 20:00 | 0 | 0 | 119.845 | 90 | 0 | 0 | 1.119 | 1.119 | 0 | 0 | 0 | 1.119 | 0 | 0 | 2.2204e-16 | 0 | 0 | 1.1779 | 1.119 | 0 | 0 | 0.9461 | 3.7022 | 0 | 1.1779 | -1.1779 | 3.8608 | 64.3471 | 0.20378 | 1.2309 | 0 | 0 | 3.7022
2007-06-18 21:00 | 0 | 0 | 126.5899 | 90 | 0 | 0 | 1.5069 | 1.5069 | 1.7 | 0 | 0.5202 | 1.5069 | 0 | 0 | 0 | 0 | 0 | 0 | 0 | 0.1931 | 0.18344 | 2.2549 | 2.5243 | 0.18344 | 0 | 0.18344 | 4.0349 | 67.2476 | 0.20381 | 1.6576 | 0 | 1.7 | 2.5243
2007-06-18 22:00 | 0 | 0 | 137.3085 | 90 | 0 | 0 | 0.45846 | 0.45846 | 1.7 | 0 | 0.5202 | 0.45846 | 0 | 0 | 0 | 0 | 0 | 0 | 0 | 1.2415 | 1.1795 | 2.0714 | 2.6894 | 1.1795 | 0 | 1.1795 | 5.1538 | 85.8965 | 0.20397 | 0.50431 | 0 | 1.7 | 2.6894
2007-06-18 23:00 | 0 | 0 | 154.2481 | 90 | 0 | 0 | 0.035443 | 0.035443 | 0 | 0 | 0 | 0.035443 | 0 | 0 | 6.9389e-18 | 0 | 0 | 0.037308 | 0.035443 | 0 | 0 | 0.89199 | 3.7509 | 0 | 0.037308 | -0.037308 | 5.1145 | 85.241 | 0.20397 | 0.038987 | 0 | 0 | 3.7509
2007-06-19 | 0 | 0 | 177.8899 | 90 | 0 | 0 | 0.38217 | 0.38217 | 0 | 0 | 0 | 0.38217 | 0 | 0 | 5.5511e-17 | 0 | 0 | 0.40228 | 0.38217 | 0 | 0 | 0.93344 | 3.7136 | 0 | 0.40228 | -0.40228 | 4.6904 | 78.1736 | 0.20397 | 0.42039 | 0 | 0 | 3.7136
2007-06-19 01:00 | 0 | 0 | -157.6886 | 90 | 0 | 0 | 0.21776 | 0.21776 | 0 | 0 | 0 | 0.21776 | 0 | 0 | 2.7756e-17 | 0 | 0 | 0.22922 | 0.21776 | 0 | 0 | 1.3804 | 3.3113 | 0 | 0.22922 | -0.22922 | 4.4488 | 74.1466 | 0.20397 | 0.23954 | 0 | 0 | 3.3113
2007-06-19 02:00 | 0 | 0 | -139.5795 | 90 | 0 | 0 | 0.42288 | 0.42288 | 0 | 0 | 0 | 0.42288 | 0 | 0 | 5.5511e-17 | 0 | 0 | 0.44513 | 0.42288 | 0 | 0 | 1.6351 | 3.0821 | 0 | 0.44513 | -0.44513 | 3.9796 | 66.3264 | 0.20397 | 0.46517 | 0 | 0 | 3.0821
2007-06-19 03:00 | 0 | 0 | -128.0212 | 90 | 0 | 0 | 0.33023 | 0.33023 | 0 | 0 | 0 | 0.33023 | 0 | 0 | 0 | 0 | 0 | 0.34761 | 0.33023 | 0 | 0 | 2.1297 | 2.6369 | 0 | 0.34761 | -0.34761 | 3.6132 | 60.2194 | 0.20397 | 0.36326 | 0 | 0 | 2.6369
2007-06-19 04:00 | 0 | 0 | -120.761 | 90 | 0 | 0 | 0.074926 | 0.074926 | 0 | 0 | 0 | 0.074926 | 0 | 0 | 0 | 0 | 0 | 0.07887 | 0.074926 | 0 | 0 | 2.5159 | 2.2893 | 0 | 0.07887 | -0.07887 | 3.53 | 58.8338 | 0.20397 | 0.082419 | 0 | 0 | 2.2893
2007-06-19 05:00 | 0 | 0 | -116.1536 | 90 | 0 | 0 | 0.1757 | 0.1757 | 0 | 0 | 0 | 0.1757 | 0 | 0 | 0 | 0 | 0 | 0.18495 | 0.1757 | 0 | 0 | 2.6036 | 2.2105 | 0 | 0.18495 | -0.18495 | 3.3351 | 55.5846 | 0.20397 | 0.19327 | 0 | 0 | 2.2105
2007-06-19 06:00 | 0.033876 | 2.4508 | -113.3227 | 91.1384 | 0.021372 | 0.038127 | 0.30689 | 0.30689 | 0 | 0 | 0 | 0.30689 | 12.4237 | 0 | 5.5511e-17 | 0 | 0.038127 | 0.32304 | 0.30689 | 0 | 0 | 2.8091 | 2.0255 | 0 | 0.28491 | -0.28491 | 3.0348 | 50.5792 | 0.20397 | 0.33758 | 0.030501 | 0 | 2.0636
2007-06-19 07:00 | 0.23293 | 16.1377 | -111.8959 | 77.3932 | 0.19379 | 0.34571 | 1.4574 | 1.4574 | 1.7 | 0 | 0.5202 | 1.4574 | 23.7217 | 0 | 0 | 0 | 0.34571 | 0 | 0 | 0.24262 | 0.23049 | 3.1257 | 1.7406 | 0.57621 | 0 | 0.57621 | 3.5814 | 59.6898 | 0.20403 | 1.6031 | 0.27657 | 1.7 | 2.0863
2007-06-19 08:00 | 0.41252 | 29.8963 | -111.8919 | 63.8001 | 0.37633 | 0.67138 | 2.1535 | 2.1535 | 1.7 | 0 | 0.5202 | 2.1535 | 31.1758 | 0 | 0 | 0 | 0.67138 | 0.47739 | 0.45352 | 0 | 0 | 2.5494 | 2.2592 | 0.19399 | 0 | 0.19399 | 3.7654 | 62.7571 | 0.20405 | 2.3689 | 0.5371 | 1.7 | 2.9306
2007-06-19 09:00 | 0.60731 | 43.5665 | -113.8493 | 50.6056 | 0.56709 | 1.0117 | 0.36562 | 0.36562 | 1.7 | 0 | 0.5202 | 0.36562 | 276.705 | 0 | 0 | 0 | 1.0117 | 0 | 0 | 1.3344 | 1.2677 | 2.3555 | 2.4338 | 2.2794 | 0 | 2.2794 | 5.9278 | 98.7968 | 0.20396 | 0.40218 | 0.80936 | 1.7 | 3.4455
2007-06-19 10:00 | 0.58058 | 56.8493 | -119.524 | 38.3213 | 0.56063 | 1.0002 | 0 | 0 | 0 | 0 | 0 | 0 | 0 | 0.92406 | 0 | 0 | 1.0002 | 0 | 0 | 0 | 0 | 0.076101 | 4.4852 | 0.076101 | 0 | 0.076101 | 6 | 100 | 0.20394 | 0 | 0.80013 | 0 | 5.4854
2007-06-19 11:00 | 0.62561 | 68.8219 | -134.7566 | 28.241 | 0.60802 | 1.0847 | 0.79779 | 0.79779 | 0 | 0 | 0 | 0.79779 | 135.9642 | 0.24493 | 0 | 0 | 1.0847 | 0.83978 | 0.79779 | 0 | 0 | 0 | 4.5537 | 0 | 0 | 0 | 6 | 100 | 0.20394 | 0.87757 | 0.86777 | 0 | 5.6384
2007-06-19 12:00 | 0.46819 | 75.555 | -175.4572 | 23.4598 | 0.46263 | 0.82533 | 2.1232 | 2.1232 | 1.3391 | 0 | 0.42167 | 2.1232 | 38.8728 | 1.1102e-16 | 0 | 0 | 0.82533 | 0.82533 | 0.78407 | 0 | 0 | 0 | 4.5537 | 0 | 0 | 0 | 6 | 100 | 0.20394 | 2.3355 | 0.66027 | 1.7 | 5.379
2007-06-19 13:00 | 0.42433 | 70.4865 | 139.1755 | 26.9766 | 0.41995 | 0.74919 | 1.3427 | 1.3427 | 0.63101 | 0 | 0.22836 | 1.3427 | 55.7959 | 1.1102e-16 | 0 | 0 | 0.74919 | 0.74919 | 0.71173 | 0 | 0 | 0 | 4.5537 | 0 | 0 | 0 | 6 | 100 | 0.20394 | 1.477 | 0.59936 | 1.7 | 5.3029
2007-06-19 14:00 | 0.23994 | 58.9534 | 121.0984 | 36.4569 | 0.23846 | 0.42542 | 0.43606 | 0.43606 | 0 | 0 | 0 | 0.43606 | 97.5601 | 0 | 0 | 0 | 0.42542 | 0.45901 | 0.43606 | 0 | 0 | 0 | 4.5537 | 0 | 0.03359 | -0.03359 | 5.9646 | 99.4099 | 0.20394 | 0.47966 | 0.34033 | 0 | 4.9791
2007-06-19 15:00 | 0.20839 | 45.7902 | 114.4485 | 48.5019 | 0.20702 | 0.36932 | 1.7924 | 1.7924 | 1.477 | 0 | 0.45933 | 1.7924 | 20.6044 | 1.7347e-16 | 0 | 0 | 0.36932 | 0.332 | 0.3154 | 0 | 0 | 0.037322 | 4.5201 | 0.037322 | 0 | 0.037322 | 6 | 100 | 0.20395 | 1.9717 | 0.29546 | 1.7 | 4.8894
2007-06-19 16:00 | 0.068248 | 32.1563 | 112.0537 | 61.5934 | 0.067847 | 0.12104 | 3.1153 | 3.08 | 1.7 | 0 | 0.5202 | 3.08 | 3.9299 | 0 | 0.035294 | 0.34682 | 0.12104 | 1.4526 | 1.38 | 0 | 0 | 0 | 4.5537 | 0 | 1.3316 | -1.3316 | 4.5964 | 76.6064 | 0.20395 | 3.4268 | 0.096832 | 1.7 | 4.6747
2007-06-19 17:00 | 0.046335 | 18.3996 | 111.7911 | 75.1418 | 0.046014 | 0.082089 | 0 | 0 | 1.4526 | 0 | 0.45267 | 0 | 0 | 0 | 0 | 0 | 0.082089 | 0 | 0 | 1.4526 | 1.38 | 1.4795 | 3.2221 | 1.4621 | 0 | 1.4621 | 5.9835 | 99.724 | 0.20396 | 0 | 0.065671 | 1.7 | 3.3042
2007-06-19 18:00 | 0.030019 | 4.6914 | 112.9958 | 88.8742 | 0.028919 | 0.051592 | 0.80744 | 0.80744 | 0 | 0 | 0 | 0.80744 | 6.3896 | 0 | 1.1102e-16 | 0 | 0.051592 | 0.84993 | 0.80744 | 0 | 0 | 0.017457 | 4.538 | 0 | 0.79834 | -0.79834 | 5.1419 | 85.6986 | 0.20396 | 0.88818 | 0.041273 | 0 | 4.5896
2007-06-19 19:00 | 0 | 0 | 115.5808 | 90 | 0 | 0 | 2.1912 | 2.1912 | 1.7 | 0 | 0.5202 | 2.1912 | 0 | 0 | 0 | 0 | 0 | 0.51701 | 0.49116 | 0 | 0 | 0.9045 | 3.7396 | 0 | 0.51701 | -0.51701 | 4.597 | 76.6158 | 0.20396 | 2.4103 | 0 | 1.7 | 3.7396
2007-06-19 20:00 | 0 | 0 | 119.852 | 90 | 0 | 0 | 2.7462 | 2.7462 | 1.7 | 0 | 0.5202 | 2.7462 | 0 | 0 | 0 | 0 | 0 | 1.1012 | 1.0462 | 0 | 0 | 1.479 | 3.2226 | 0 | 1.1012 | -1.1012 | 3.4362 | 57.2692 | 0.20396 | 3.0208 | 0 | 1.7 | 3.2226
2007-06-19 21:00 | 0 | 0 | 126.5868 | 90 | 0 | 0 | 1.5806 | 1.5806 | 1.7 | 0 | 0.5202 | 1.5806 | 0 | 0 | 0 | 0 | 0 | 0 | 0 | 0.11944 | 0.11347 | 2.7025 | 2.1214 | 0.11347 | 0 | 0.11347 | 3.5438 | 59.0633 | 0.20398 | 1.7386 | 0 | 1.7 | 2.1214
2007-06-19 22:00 | 0 | 0 | 137.287 | 90 | 0 | 0 | 0.23876 | 0.23876 | 1.6914 | 0 | 0.51785 | 0.23876 | 0 | 0 | 0 | 0 | 0 | 0 | 0 | 1.4526 | 1.38 | 2.5891 | 2.2235 | 1.38 | 0 | 1.38 | 4.853 | 80.883 | 0.2041 | 0.26263 | 0 | 1.7 | 2.2235
2007-06-19 23:00 | 0 | 0 | 154.1941 | 90 | 0 | 0 | 0.50778 | 0.50778 | 0 | 0 | 0 | 0.50778 | 0 | 0 | 0 | 0 | 0 | 0.53451 | 0.50778 | 0 | 0 | 1.2091 | 3.4655 | 0 | 0.53451 | -0.53451 | 4.2896 | 71.4926 | 0.2041 | 0.55856 | 0 | 0 | 3.4655
2007-06-20 | 0 | 0 | 177.7982 | 90 | 0 | 0 | 0 | 0 | 0 | 0 | 0 | 0 | 0 | 0 | 0 | 0 | 0 | 0 | 0 | 0 | 0 | 1.803 | 2.931 | 0 | 0 | 0 | 4.2896 | 71.4926 | 0.2041 | 0 | 0 | 0 | 2.931
2007-06-20 01:00 | 0 | 0 | -157.7816 | 90 | 0 | 0 | 0.35583 | 0.35583 | 0 | 0 | 0 | 0.35583 | 0 | 0 | 0 | 0 | 0 | 0.37456 | 0.35583 | 0 | 0 | 1.803 | 2.931 | 0 | 0.37456 | -0.37456 | 3.8947 | 64.9123 | 0.2041 | 0.39142 | 0 | 0 | 2.931
2007-06-20 02:00 | 0 | 0 | -139.6518 | 90 | 0 | 0 | 0.36354 | 0.36354 | 0 | 0 | 0 | 0.36354 | 0 | 0 | 5.5511e-17 | 0 | 0 | 0.38268 | 0.36354 | 0 | 0 | 2.2191 | 2.5565 | 0 | 0.38268 | -0.38268 | 3.4914 | 58.1893 | 0.2041 | 0.3999 | 0 | 0 | 2.5565
2007-06-20 03:00 | 0 | 0 | -128.0743 | 90 | 0 | 0 | 0.073607 | 0.073607 | 0 | 0 | 0 | 0.073607 | 0 | 0 | 0 | 0 | 0 | 0.077481 | 0.073607 | 0 | 0 | 2.6443 | 2.1738 | 0 | 0.077481 | -0.077481 | 3.4097 | 56.8281 | 0.2041 | 0.080968 | 0 | 0 | 2.1738
2007-06-20 04:00 | 0 | 0 | -120.8012 | 90 | 0 | 0 | 0.050972 | 0.050972 | 0 | 0 | 0 | 0.050972 | 0 | 0 | 0 | 0 | 0 | 0.053655 | 0.050972 | 0 | 0 | 2.7304 | 2.0963 | 0 | 0.053655 | -0.053655 | 3.3531 | 55.8855 | 0.2041 | 0.056069 | 0 | 0 | 2.0963
2007-06-20 05:00 | 0 | 0 | -116.1855 | 90 | 0 | 0 | 0.40954 | 0.40954 | 0 | 0 | 0 | 0.40954 | 0 | 0 | 0 | 0 | 0 | 0.43109 | 0.40954 | 0 | 0 | 2.79 | 2.0426 | 0 | 0.43109 | -0.43109 | 2.8987 | 48.312 | 0.2041 | 0.45049 | 0 | 0 | 2.0426
2007-06-20 06:00 | 0.03698 | 2.4043 | -113.3492 | 91.1883 | 0.018727 | 0.033409 | 0.24075 | 0.24075 | 0 | 0 | 0 | 0.24075 | 13.8771 | 0 | 2.7756e-17 | 0 | 0.033409 | 0.25342 | 0.24075 | 0 | 0 | 3.269 | 1.6116 | 0 | 0.22001 | -0.22001 | 2.6668 | 44.4469 | 0.2041 | 0.26482 | 0.026727 | 0 | 1.645
2007-06-20 07:00 | 0.21432 | 16.0887 | -111.9185 | 77.4449 | 0.18298 | 0.32644 | 1.5184 | 1.5184 | 1.7 | 0 | 0.5202 | 1.5184 | 21.4983 | 0 | 0 | 0 | 0.32644 | 0 | 0 | 0.18157 | 0.17249 | 3.5135 | 1.3915 | 0.49893 | 0 | 0.49893 | 3.1401 | 52.3356 | 0.20415 | 1.6703 | 0.26115 | 1.7 | 1.718
2007-06-20 08:00 | 0.3572 | 29.8454 | -111.9109 | 63.8531 | 0.33346 | 0.59488 | 1.5337 | 1.5337 | 1.7 | 0 | 0.5202 | 1.5337 | 38.7864 | 0 | 0 | 0 | 0.59488 | 0 | 0 | 0.16626 | 0.15794 | 3.0146 | 1.8406 | 0.75283 | 0 | 0.75283 | 3.8543 | 64.2388 | 0.20423 | 1.6871 | 0.47591 | 1.7 | 2.4355
2007-06-20 09:00 | 0.40387 | 43.5138 | -113.8631 | 50.6592 | 0.39271 | 0.70059 | 1.2507 | 1.2507 | 1.7 | 0 | 0.5202 | 1.2507 | 56.0138 | 0 | 0 | 0 | 0.70059 | 0 | 0 | 0.44926 | 0.42679 | 2.2617 | 2.5181 | 1.1274 | 0 | 1.1274 | 4.9239 | 82.0643 | 0.20435 | 1.3758 | 0.56047 | 1.7 | 3.2187
2007-06-20 10:00 | 0.56489 | 56.7957 | -119.5247 | 38.3736 | 0.54663 | 0.97519 | 2.2062 | 2.2062 | 1.7 | 0 | 0.5202 | 2.2062 | 44.2027 | 0 | 0 | 0 | 0.97519 | 0.53281 | 0.50617 | 0 | 0 | 1.1344 | 3.5328 | 0.44238 | 0 | 0.44238 | 5.3435 | 89.0589 | 0.2044 | 2.4268 | 0.78015 | 1.7 | 4.508
2007-06-20 11:00 | 0.9463 | 68.7713 | -134.7078 | 28.286 | 0.89802 | 1.6021 | 1.1432 | 1.1432 | 0 | 0 | 0 | 1.1432 | 140.1348 | 0 | 0 | 0 | 1.6021 | 1.2034 | 1.1432 | 0 | 0 | 0.69198 | 3.9309 | 0.39867 | 0 | 0.39867 | 5.7218 | 95.3623 | 0.2043 | 1.2576 | 1.2817 | 0 | 5.533
2007-06-20 12:00 | 0.9013 | 75.5316 | -175.2641 | 23.4816 | 0.85945 | 1.5333 | 0 | 0 | 0 | 0 | 0 | 0 | 0 | 1.2399 | 0 | 0 | 1.5333 | 0 | 0 | 0 | 0 | 0.29331 | 4.2897 | 0.29331 | 0 | 0.29331 | 6 | 100 | 0.20423 | 0 | 1.2266 | 0 | 5.823
2007-06-20 13:00 | 0.84444 | 70.5081 | 139.3224 | 26.9666 | 0.80529 | 1.4366 | 0 | 0 | 0 | 0 | 0 | 0 | 0 | 1.4366 | 0 | 0 | 1.4366 | 0 | 0 | 0 | 0 | 0 | 4.5537 | 0 | 0 | 0 | 6 | 100 | 0.20423 | 0 | 1.1493 | 0 | 5.9903
2007-06-20 14:00 | 0.84989 | 58.9921 | 121.1703 | 36.4276 | 0.8022 | 1.4311 | 0.86093 | 0.86093 | 0 | 0 | 0 | 0.86093 | 166.2302 | 0.52488 | 0 | 0 | 1.4311 | 0.90624 | 0.86093 | 0 | 0 | 0 | 4.5537 | 0 | 0 | 0 | 6 | 100 | 0.20423 | 0.94702 | 1.1449 | 0 | 5.9848
2007-06-20 15:00 | 0.67121 | 45.8354 | 114.4898 | 48.463 | 0.6262 | 1.1171 | 0 | 0 | 0 | 0 | 0 | 0 | 0 | 1.1171 | 0 | 0 | 1.1171 | 0 | 0 | 0 | 0 | 0 | 4.5537 | 0 | 0 | 0 | 6 | 100 | 0.20423 | 0 | 0.89371 | 0 | 5.6708
2007-06-20 16:00 | 0.32354 | 32.2049 | 112.0804 | 61.5492 | 0.31067 | 0.55423 | 0.87778 | 0.87778 | 0 | 0 | 0 | 0.87778 | 63.1402 | 0 | 0 | 0 | 0.55423 | 0.92398 | 0.87778 | 0 | 0 | 0 | 4.5537 | 0 | 0.36975 | -0.36975 | 5.6103 | 93.5042 | 0.20423 | 0.96556 | 0.44338 | 0 | 5.1079
2007-06-20 17:00 | 0.23911 | 18.4503 | 111.8093 | 75.0943 | 0.21016 | 0.37492 | 0.57931 | 0.57931 | 0 | 0 | 0 | 0.57931 | 64.7181 | 0 | 0 | 0 | 0.37492 | 0.6098 | 0.57931 | 0 | 0 | 0.41083 | 4.1839 | 0 | 0.23488 | -0.23488 | 5.3627 | 89.3778 | 0.20423 | 0.63724 | 0.29993 | 0 | 4.5589
2007-06-20 18:00 | 0.061237 | 4.7436 | 113.0079 | 88.8243 | 0.035126 | 0.062666 | 1.2909 | 1.2909 | 1.7 | 0 | 0.5202 | 1.2909 | 4.8543 | 0 | 0 | 0 | 0.062666 | 0 | 0 | 0.40906 | 0.38861 | 0.67181 | 3.9491 | 0.45127 | 0 | 0.45127 | 5.7908 | 96.5131 | 0.20429 | 1.42 | 0.050133 | 1.7 | 4.0117
2007-06-20 19:00 | 0 | 0 | 115.5875 | 90 | 0 | 0 | 2.4592 | 2.4592 | 1.7 | 0 | 0.5202 | 2.4592 | 0 | 0 | 0 | 0 | 0 | 0.7992 | 0.75924 | 0 | 0 | 0.22053 | 4.3552 | 0 | 0.7992 | -0.7992 | 4.9484 | 82.4726 | 0.20429 | 2.7052 | 0 | 1.7 | 4.3552
2007-06-20 20:00 | 0 | 0 | 119.8518 | 90 | 0 | 0 | 0.80763 | 0.80763 | 0 | 0 | 0 | 0.80763 | 0 | 0 | 1.1102e-16 | 0 | 0 | 0.85014 | 0.80763 | 0 | 0 | 1.1085 | 3.556 | 0 | 0.85014 | -0.85014 | 4.0522 | 67.5372 | 0.20429 | 0.8884 | 0 | 0 | 3.556
2007-06-20 21:00 | 0 | 0 | 126.5763 | 90 | 0 | 0 | 1.7854 | 1.7854 | 1.7 | 0 | 0.5202 | 1.7854 | 0 | 0 | 0 | 0 | 0 | 0.089895 | 0.085401 | 0 | 0 | 2.0531 | 2.7059 | 0 | 0.089895 | -0.089895 | 3.9575 | 65.9579 | 0.20429 | 1.9639 | 0 | 1.7 | 2.7059
2007-06-20 22:00 | 0 | 0 | 137.2582 | 90 | 0 | 0 | 0.088762 | 0.088762 | 1.5414 | 0 | 0.4769 | 0.088762 | 0 | 2.2204e-16 | 0 | 0 | 0 | 0 | 0 | 1.4526 | 1.38 | 2.153 | 2.616 | 1.38 | 0 | 1.38 | 5.2667 | 87.7776 | 0.20436 | 0.097638 | 0 | 1.7 | 2.616
2007-06-20 23:00 | 0 | 0 | 154.1343 | 90 | 0 | 0 | 0.2787 | 0.2787 | 0 | 0 | 0 | 0.2787 | 0 | 0 | 5.5511e-17 | 0 | 0 | 0.29337 | 0.2787 | 0 | 0 | 0.77302 | 3.858 | 0 | 0.29337 | -0.29337 | 4.9574 | 82.6235 | 0.20436 | 0.30657 | 0 | 0 | 3.858
2007-06-21 | 0 | 0 | 177.7057 | 90 | 0 | 0 | 0.31087 | 0.31087 | 0 | 0 | 0 | 0.31087 | 0 | 0 | 5.5511e-17 | 0 | 0 | 0.32724 | 0.31087 | 0 | 0 | 1.099 | 3.5646 | 0 | 0.32724 | -0.32724 | 4.6125 | 76.8746 | 0.20436 | 0.34196 | 0 | 0 | 3.5646
2007-06-21 01:00 | 0 | 0 | -157.87 | 90 | 0 | 0 | 0.27834 | 0.27834 | 0 | 0 | 0 | 0.27834 | 0 | 0 | 0 | 0 | 0 | 0.29299 | 0.27834 | 0 | 0 | 1.4626 | 3.2374 | 0 | 0.29299 | -0.29299 | 4.3037 | 71.7274 | 0.20436 | 0.30617 | 0 | 0 | 3.2374
2007-06-21 02:00 | 0 | 0 | -139.7172 | 90 | 0 | 0 | 0.29174 | 0.29174 | 0 | 0 | 0 | 0.29174 | 0 | 0 | 0 | 0 | 0 | 0.3071 | 0.29174 | 0 | 0 | 1.7881 | 2.9444 | 0 | 0.3071 | -0.3071 | 3.9799 | 66.3323 | 0.20436 | 0.32091 | 0 | 0 | 2.9444
2007-06-21 03:00 | 0 | 0 | -128.1202 | 90 | 0 | 0 | 0.45096 | 0.45096 | 0 | 0 | 0 | 0.45096 | 0 | 0 | 5.5511e-17 | 0 | 0 | 0.47469 | 0.45096 | 0 | 0 | 2.1293 | 2.6373 | 0 | 0.47469 | -0.47469 | 3.4796 | 57.9928 | 0.20436 | 0.49606 | 0 | 0 | 2.6373
2007-06-21 04:00 | 0 | 0 | -120.8345 | 90 | 0 | 0 | 0 | 0 | 0 | 0 | 0 | 0 | 0 | 0 | 0 | 0 | 0 | 0 | 0 | 0 | 0 | 2.6568 | 2.1626 | 0 | 0 | 0 | 3.4796 | 57.9928 | 0.20436 | 0 | 0 | 0 | 2.1626
2007-06-21 05:00 | 0 | 0 | -116.2108 | 90 | 0 | 0 | 0.21694 | 0.21694 | 0 | 0 | 0 | 0.21694 | 0 | 0 | 2.7756e-17 | 0 | 0 | 0.22835 | 0.21694 | 0 | 0 | 2.6568 | 2.1626 | 0 | 0.22835 | -0.22835 | 3.2389 | 53.981 | 0.20436 | 0.23863 | 0 | 0 | 2.1626
2007-06-21 06:00 | 0.021378 | 2.3565 | -113.369 | 91.2384 | 0.019859 | 0.035428 | 0.38645 | 0.38645 | 0 | 0 | 0 | 0.38645 | 9.1677 | 0 | 0 | 0 | 0.035428 | 0.40679 | 0.38645 | 0 | 0 | 2.9105 | 1.9342 | 0 | 0.37136 | -0.37136 | 2.8474 | 47.4569 | 0.20436 | 0.42509 | 0.028343 | 0 | 1.9697
2007-06-21 07:00 | 0.16961 | 16.0391 | -111.9339 | 77.496 | 0.15586 | 0.27805 | 0.66022 | 0.66022 | 0 | 0 | 0 | 0.66022 | 42.1153 | 0 | 1.1102e-16 | 0 | 0.27805 | 0.69496 | 0.66022 | 0 | 0 | 3.3231 | 1.5629 | 0 | 0.41691 | -0.41691 | 2.408 | 40.1326 | 0.20436 | 0.72624 | 0.22244 | 0 | 1.8409
2007-06-21 08:00 | 0.21007 | 29.7946 | -111.9219 | 63.9047 | 0.20707 | 0.36941 | 1.0932 | 1.0932 | 1.7 | 0 | 0.5202 | 1.0932 | 33.7898 | 0 | 0 | 0 | 0.36941 | 0 | 0 | 0.60675 | 0.57642 | 3.7864 | 1.146 | 0.94582 | 0 | 0.94582 | 3.3052 | 55.0873 | 0.20447 | 1.2026 | 0.29552 | 1.7 | 1.5154
2007-06-21 09:00 | 0.36432 | 43.4622 | -113.8674 | 50.7105 | 0.35679 | 0.63652 | 0.82681 | 0.82681 | 1.7 | 0 | 0.5202 | 0.82681 | 76.9849 | 0 | 0 | 0 | 0.63652 | 0 | 0 | 0.87319 | 0.82953 | 2.8405 | 1.9972 | 1.466 | 0 | 1.466 | 4.6961 | 78.2675 | 0.20457 | 0.90949 | 0.50921 | 1.7 | 2.6337
2007-06-21 10:00 | 0.4177 | 56.7444 | -119.5134 | 38.4223 | 0.41158 | 0.73426 | 0.84337 | 0.84337 | 1.4516 | 0 | 0.45238 | 0.84337 | 87.0627 | 0 | 0 | 0 | 0.73426 | 0 | 0 | 0.60822 | 0.57781 | 1.3745 | 3.3167 | 1.3121 | 0 | 1.3121 | 5.9408 | 99.013 | 0.20462 | 0.9277 | 0.58741 | 1.7 | 4.0509
2007-06-21 11:00 | 0.34961 | 68.7251 | -134.6443 | 28.3256 | 0.347 | 0.61904 | 2.7434 | 2.7434 | 1.7 | 0 | 0.5202 | 2.7434 | 22.565 | 0 | 0 | 0 | 0.61904 | 1.0983 | 1.0434 | 0 | 0 | 0.062422 | 4.4975 | 0 | 0.47925 | -0.47925 | 5.4356 | 90.5935 | 0.20462 | 3.0177 | 0.49523 | 1.7 | 5.1166
2007-06-21 12:00 | 0.71942 | 75.515 | -175.0684 | 23.4966 | 0.69519 | 1.2402 | 2.1835 | 2.1835 | 1.5704 | 0 | 0.48483 | 2.1835 | 56.8005 | 0 | 0 | 0 | 1.2402 | 0.64529 | 0.61303 | 0 | 0 | 0.59492 | 4.0183 | 0.59492 | 0 | 0.59492 | 6 | 100 | 0.20467 | 2.4018 | 0.99217 | 1.7 | 5.2585
2007-06-21 13:00 | 0.84071 | 70.5346 | 139.4554 | 26.9508 | 0.8019 | 1.4306 | 0.46558 | 0.46558 | 0 | 0 | 0 | 0.46558 | 307.2696 | 0.94051 | 0 | 0 | 1.4306 | 0.49009 | 0.46558 | 0 | 0 | 0 | 4.5537 | 0 | 0 | 0 | 6 | 100 | 0.20467 | 0.51214 | 1.1445 | 0 | 5.9843
2007-06-21 14:00 | 0.59942 | 59.0336 | 121.2301 | 36.3942 | 0.57897 | 1.0329 | 2.4088 | 2.4088 | 1.4275 | 0 | 0.44582 | 2.4088 | 42.8799 | 0 | 0 | 0 | 1.0329 | 1.0329 | 0.98124 | 0 | 0 | 0 | 4.5537 | 0 | 0 | 0 | 6 | 100 | 0.20467 | 2.6497 | 0.82631 | 1.7 | 5.5866
2007-06-21 15:00 | 0.49907 | 45.8822 | 114.5214 | 48.4213 | 0.47851 | 0.85366 | 0 | 0 | 0 | 0 | 0 | 0 | 0 | 0.85366 | 0 | 0 | 0.85366 | 0 | 0 | 0 | 0 | 0 | 4.5537 | 0 | 0 | 0 | 6 | 100 | 0.20467 | 0 | 0.68293 | 0 | 5.4073
2007-06-21 16:00 | 0.43123 | 32.2541 | 112.099 | 61.5033 | 0.39745 | 0.70906 | 1.4381 | 1.4381 | 0.76445 | 0 | 0.2648 | 1.4381 | 49.3067 | 1.1102e-16 | 0 | 0 | 0.70906 | 0.70906 | 0.67361 | 0 | 0 | 0 | 4.5537 | 0 | 0 | 0 | 6 | 100 | 0.20467 | 1.5819 | 0.56725 | 1.7 | 5.2627
2007-06-21 17:00 | 0.19844 | 18.5009 | 111.8203 | 75.0458 | 0.18368 | 0.32769 | 1.3227 | 1.3227 | 1.0114 | 0 | 0.33221 | 1.3227 | 24.7748 | 1.1102e-16 | 0 | 0 | 0.32769 | 0.32769 | 0.31131 | 0 | 0 | 0 | 4.5537 | 0 | 0 | 0 | 6 | 100 | 0.20467 | 1.455 | 0.26215 | 1.7 | 4.8814
2007-06-21 18:00 | 0.042005 | 4.795 | 113.0132 | 88.7742 | 0.03697 | 0.065954 | 0.12457 | 0.12457 | 0 | 0 | 0 | 0.12457 | 52.9434 | 0 | 2.7756e-17 | 0 | 0.065954 | 0.13113 | 0.12457 | 0 | 0 | 0 | 4.5537 | 0 | 0.065177 | -0.065177 | 5.9313 | 98.855 | 0.20467 | 0.13703 | 0.052763 | 0 | 4.6196
2007-06-21 19:00 | 0 | 0 | 115.5872 | 90 | 0 | 0 | 1.4844 | 1.4844 | 1.5606 | 0 | 0.48214 | 1.4844 | 0 | 0 | 0 | 0 | 0 | 0 | 0 | 0.07623 | 0.072419 | 0.072419 | 4.4885 | 0.072419 | 0 | 0.072419 | 6 | 100 | 0.20468 | 1.6328 | 0 | 1.7 | 4.4885
2007-06-21 20:00 | 0 | 0 | 119.8447 | 90 | 0 | 0 | 3.7294 | 3.08 | 1.7 | 0 | 0.5202 | 3.08 | 0 | 0 | 0.64938 | 1.0223 | 0 | 1.4526 | 1.38 | 0 | 0 | 0 | 4.5537 | 0 | 1.4526 | -1.4526 | 4.4688 | 74.4799 | 0.20468 | 4.1023 | 0 | 1.7 | 4.5537
2007-06-21 21:00 | 0 | 0 | 126.5585 | 90 | 0 | 0 | 1.4167 | 1.4167 | 1.7 | 0 | 0.5202 | 1.4167 | 0 | 0 | 0 | 0 | 0 | 0 | 0 | 0.28327 | 0.26911 | 1.614 | 3.1011 | 0.26911 | 0 | 0.26911 | 4.7241 | 78.7349 | 0.20472 | 1.5584 | 0 | 1.7 | 3.1011
2007-06-21 22:00 | 0 | 0 | 137.222 | 90 | 0 | 0 | 0.76358 | 0.76358 | 1.7 | 0 | 0.5202 | 0.76358 | 0 | 0 | 0 | 0 | 0 | 0 | 0 | 0.93642 | 0.8896 | 1.3449 | 3.3433 | 0.8896 | 0 | 0.8896 | 5.568 | 92.8006 | 0.20484 | 0.83994 | 0 | 1.7 | 3.3433
2007-06-21 23:00 | 0 | 0 | 154.0689 | 90 | 0 | 0 | 0.35192 | 0.35192 | 0 | 0 | 0 | 0.35192 | 0 | 0 | 5.5511e-17 | 0 | 0 | 0.37045 | 0.35192 | 0 | 0 | 0.45533 | 4.1439 | 0 | 0.37045 | -0.37045 | 5.1776 | 86.2925 | 0.20484 | 0.38712 | 0 | 0 | 4.1439
2007-06-22 | 0 | 0 | 177.6125 | 90 | 0 | 0 | 0.22015 | 0.22015 | 0 | 0 | 0 | 0.22015 | 0 | 0 | 2.7756e-17 | 0 | 0 | 0.23174 | 0.22015 | 0 | 0 | 0.86694 | 3.7734 | 0 | 0.23174 | -0.23174 | 4.9333 | 82.2214 | 0.20484 | 0.24216 | 0 | 0 | 3.7734
2007-06-22 01:00 | 0 | 0 | -157.9537 | 90 | 0 | 0 | 0.091197 | 0.091197 | 0 | 0 | 0 | 0.091197 | 0 | 0 | 1.3878e-17 | 0 | 0 | 0.095997 | 0.091197 | 0 | 0 | 1.1244 | 3.5417 | 0 | 0.095997 | -0.095997 | 4.8321 | 80.5349 | 0.20484 | 0.10032 | 0 | 0 | 3.5417
2007-06-22 02:00 | 0 | 0 | -139.7757 | 90 | 0 | 0 | 0 | 0 | 0 | 0 | 0 | 0 | 0 | 0 | 0 | 0 | 0 | 0 | 0 | 0 | 0 | 1.2311 | 3.4457 | 0 | 0 | 0 | 4.8321 | 80.5349 | 0.20484 | 0 | 0 | 0 | 3.4457
2007-06-22 03:00 | 0 | 0 | -128.159 | 90 | 0 | 0 | 0.15267 | 0.15267 | 0 | 0 | 0 | 0.15267 | 0 | 0 | 0 | 0 | 0 | 0.16071 | 0.15267 | 0 | 0 | 1.2311 | 3.4457 | 0 | 0.16071 | -0.16071 | 4.6627 | 77.7115 | 0.20484 | 0.16794 | 0 | 0 | 3.4457
2007-06-22 04:00 | 0 | 0 | -120.8608 | 90 | 0 | 0 | 0.30149 | 0.30149 | 0 | 0 | 0 | 0.30149 | 0 | 0 | 0 | 0 | 0 | 0.31736 | 0.30149 | 0 | 0 | 1.4097 | 3.285 | 0 | 0.31736 | -0.31736 | 4.3282 | 72.136 | 0.20484 | 0.33164 | 0 | 0 | 3.285
2007-06-22 05:00 | 0 | 0 | -116.2292 | 90 | 0 | 0 | 0.13805 | 0.13805 | 0 | 0 | 0 | 0.13805 | 0 | 0 | 2.7756e-17 | 0 | 0 | 0.14531 | 0.13805 | 0 | 0 | 1.7623 | 2.9676 | 0 | 0.14531 | -0.14531 | 4.175 | 69.5831 | 0.20484 | 0.15185 | 0 | 0 | 2.9676
2007-06-22 06:00 | 0.023506 | 2.3075 | -113.3818 | 91.2887 | 0.020963 | 0.037398 | 0.37872 | 0.37872 | 0 | 0 | 0 | 0.37872 | 9.8747 | 0 | 5.5511e-17 | 0 | 0.037398 | 0.39866 | 0.37872 | 0 | 0 | 1.9237 | 2.8223 | 0 | 0.36126 | -0.36126 | 3.7942 | 63.2364 | 0.20484 | 0.4166 | 0.029918 | 0 | 2.8597
2007-06-22 07:00 | 0.14233 | 15.9892 | -111.9421 | 77.5466 | 0.13573 | 0.24214 | 1.3102 | 1.3102 | 1.7 | 0 | 0.5202 | 1.3102 | 18.4809 | 0 | 0 | 0 | 0.24214 | 0 | 0 | 0.38981 | 0.37032 | 2.3251 | 2.4611 | 0.61245 | 0 | 0.61245 | 4.3752 | 72.9202 | 0.20491 | 1.4412 | 0.19371 | 1.7 | 2.7032
2007-06-22 08:00 | 0.29143 | 29.744 | -111.9249 | 63.955 | 0.28008 | 0.49965 | 2.5935 | 2.5935 | 1.7 | 0 | 0.5202 | 2.5935 | 19.2654 | 1.1102e-16 | 0 | 0 | 0.49965 | 0.94056 | 0.89354 | 0 | 0 | 1.7127 | 3.0123 | 0 | 0.44091 | -0.44091 | 3.9105 | 65.1742 | 0.20491 | 2.8529 | 0.39972 | 1.7 | 3.5119
2007-06-22 09:00 | 0.52353 | 43.4118 | -113.8623 | 50.7594 | 0.49586 | 0.88461 | 2.2783 | 2.2783 | 1.7 | 0 | 0.5202 | 2.2783 | 38.8272 | 0 | 0 | 0 | 0.88461 | 0.60875 | 0.57832 | 0 | 0 | 2.2026 | 2.5714 | 0.27585 | 0 | 0.27585 | 4.1722 | 69.5358 | 0.20493 | 2.5061 | 0.70769 | 1.7 | 3.456
2007-06-22 10:00 | 0.58393 | 56.6954 | -119.4902 | 38.4673 | 0.56343 | 1.0052 | 1.2121 | 1.2121 | 1.7 | 0 | 0.5202 | 1.2121 | 82.9281 | 0 | 0 | 0 | 1.0052 | 0 | 0 | 0.48792 | 0.46352 | 1.9267 | 2.8196 | 1.4687 | 0 | 1.4687 | 5.5655 | 92.7576 | 0.20503 | 1.3333 | 0.80413 | 1.7 | 3.8248
2007-06-22 11:00 | 0.85959 | 68.6831 | -134.5663 | 28.3597 | 0.81796 | 1.4592 | 2.6793 | 2.6793 | 1.7 | 0 | 0.5202 | 2.6793 | 54.4636 | 0 | 0 | 0 | 1.4592 | 1.0309 | 0.97931 | 0 | 0 | 0.45805 | 4.1414 | 0.4284 | 0 | 0.4284 | 5.9719 | 99.5311 | 0.20507 | 2.9472 | 1.1674 | 1.7 | 5.6007
2007-06-22 12:00 | 0.58113 | 75.505 | -174.8701 | 23.5049 | 0.56919 | 1.0154 | 1.1764 | 1.1764 | 0 | 0 | 0 | 1.1764 | 86.3133 | 0 | 2.2204e-16 | 0 | 1.0154 | 1.2384 | 1.1764 | 0 | 0 | 0.029654 | 4.527 | 0 | 0.22293 | -0.22293 | 5.7369 | 95.6146 | 0.20507 | 1.2941 | 0.81234 | 0 | 5.5424
2007-06-22 13:00 | 0.51585 | 70.5661 | 139.5744 | 26.9291 | 0.50728 | 0.90499 | 0.64949 | 0.64949 | 0 | 0 | 0 | 0.64949 | 139.3387 | 0 | 0 | 0 | 0.90499 | 0.68367 | 0.64949 | 0 | 0 | 0.27736 | 4.3041 | 0.22132 | 0 | 0.22132 | 5.9468 | 99.1139 | 0.20502 | 0.71444 | 0.72399 | 0 | 5.2091
2007-06-22 14:00 | 0.8873 | 59.0779 | 121.2777 | 36.3566 | 0.83688 | 1.493 | 2.4386 | 2.4386 | 1.0735 | 0 | 0.34917 | 2.4386 | 61.2228 | 0 | 0 | 0 | 1.493 | 1.437 | 1.3651 | 0 | 0 | 0.056043 | 4.5033 | 0.056043 | 0 | 0.056043 | 6 | 100 | 0.20501 | 2.6825 | 1.1944 | 1.7 | 5.9962
2007-06-22 15:00 | 0.70189 | 45.9304 | 114.5434 | 48.3769 | 0.65351 | 1.1659 | 1.1535 | 1.1535 | 0 | 0 | 0 | 1.1535 | 101.0706 | 0 | 0 | 0 | 1.1659 | 1.2142 | 1.1535 | 0 | 0 | 0 | 4.5537 | 0 | 0.048362 | -0.048362 | 5.949 | 99.1504 | 0.20501 | 1.2689 | 0.9327 | 0 | 5.7196
2007-06-22 16:00 | 0.53441 | 32.3039 | 112.1094 | 61.4556 | 0.48206 | 0.86 | 0.75681 | 0.75681 | 0 | 0 | 0 | 0.75681 | 113.6345 | 0.0096205 | 0 | 0 | 0.86 | 0.79665 | 0.75681 | 0 | 0 | 0.053735 | 4.5053 | 0.053735 | 0 | 0.053735 | 6 | 100 | 0.205 | 0.8325 | 0.688 | 0 | 5.3653
2007-06-22 17:00 | 0.24069 | 18.5514 | 111.8239 | 74.9964 | 0.21159 | 0.37747 | 0 | 0 | 0 | 0 | 0 | 0 | 0 | 0.37747 | 0 | 0 | 0.37747 | 0 | 0 | 0 | 0 | 0 | 4.5537 | 0 | 0 | 0 | 6 | 100 | 0.205 | 0 | 0.30198 | 0 | 4.9312
2007-06-22 18:00 | 0.079646 | 4.8455 | 113.0116 | 88.7239 | 0.02825 | 0.050398 | 2.5487 | 2.5487 | 1.7 | 0 | 0.5202 | 2.5487 | 1.9774 | 1.1102e-16 | 0 | 0 | 0.050398 | 0.89336 | 0.8487 | 0 | 0 | 0 | 4.5537 | 0 | 0.84297 | -0.84297 | 5.1114 | 85.1906 | 0.205 | 2.8036 | 0.040319 | 1.7 | 4.6041
2007-06-22 19:00 | 0 | 0 | 115.5802 | 90 | 0 | 0 | 2.3297 | 2.3297 | 1.7 | 0 | 0.5202 | 2.3297 | 0 | 0 | 0 | 0 | 0 | 0.66279 | 0.62965 | 0 | 0 | 0.93663 | 3.7107 | 0 | 0.66279 | -0.66279 | 4.4128 | 73.5466 | 0.205 | 2.5626 | 0 | 1.7 | 3.7107
2007-06-22 20:00 | 0 | 0 | 119.8305 | 90 | 0 | 0 | 1.8854 | 1.8854 | 1.7 | 0 | 0.5202 | 1.8854 | 0 | 0 | 0 | 0 | 0 | 0.19518 | 0.18542 | 0 | 0 | 1.6731 | 3.0479 | 0 | 0.19518 | -0.19518 | 4.2071 | 70.1176 | 0.205 | 2.074 | 0 | 1.7 | 3.0479
2007-06-22 21:00 | 0 | 0 | 126.5334 | 90 | 0 | 0 | 1.6049 | 1.6049 | 1.7 | 0 | 0.5202 | 1.6049 | 0 | 0 | 0 | 0 | 0 | 0 | 0 | 0.095129 | 0.090372 | 1.8899 | 2.8528 | 0.090372 | 0 | 0.090372 | 4.2928 | 71.5466 | 0.20501 | 1.7654 | 0 | 1.7 | 2.8528
2007-06-22 22:00 | 0 | 0 | 137.1786 | 90 | 0 | 0 | 0.033661 | 0.033661 | 1.4863 | 0 | 0.46186 | 0.033661 | 0 | 2.2204e-16 | 0 | 0 | 0 | 0 | 0 | 1.4526 | 1.38 | 1.7996 | 2.9341 | 1.38 | 0 | 1.38 | 5.602 | 93.3662 | 0.20505 | 0.037028 | 0 | 1.7 | 2.9341
2007-06-22 23:00 | 0 | 0 | 153.9979 | 90 | 0 | 0 | 0 | 0 | 0 | 0 | 0 | 0 | 0 | 0 | 0 | 0 | 0 | 0 | 0 | 0 | 0 | 0.41956 | 4.1761 | 0 | 0 | 0 | 5.602 | 93.3662 | 0.20505 | 0 | 0 | 0 | 4.1761
2007-06-23 | 0 | 0 | 177.5187 | 90 | 0 | 0 | 0 | 0 | 0 | 0 | 0 | 0 | 0 | 0 | 0 | 0 | 0 | 0 | 0 | 0 | 0 | 0.41956 | 4.1761 | 0 | 0 | 0 | 5.602 | 93.3662 | 0.20505 | 0 | 0 | 0 | 4.1761
2007-06-23 01:00 | 0 | 0 | -158.0327 | 90 | 0 | 0 | 0.65164 | 0.65164 | 0 | 0 | 0 | 0.65164 | 0 | 0 | 1.1102e-16 | 0 | 0 | 0.68594 | 0.65164 | 0 | 0 | 0.41956 | 4.1761 | 0 | 0.68594 | -0.68594 | 4.8789 | 81.3156 | 0.20505 | 0.7168 | 0 | 0 | 4.1761
2007-06-23 02:00 | 0 | 0 | -139.8271 | 90 | 0 | 0 | 0.43457 | 0.43457 | 0 | 0 | 0 | 0.43457 | 0 | 0 | 5.5511e-17 | 0 | 0 | 0.45744 | 0.43457 | 0 | 0 | 1.1817 | 3.4901 | 0 | 0.45744 | -0.45744 | 4.3968 | 73.2792 | 0.20505 | 0.47803 | 0 | 0 | 3.4901
2007-06-23 03:00 | 0 | 0 | -128.1905 | 90 | 0 | 0 | 0.28363 | 0.28363 | 0 | 0 | 0 | 0.28363 | 0 | 0 | 5.5511e-17 | 0 | 0 | 0.29856 | 0.28363 | 0 | 0 | 1.69 | 3.0327 | 0 | 0.29856 | -0.29856 | 4.0821 | 68.0341 | 0.20505 | 0.31199 | 0 | 0 | 3.0327
2007-06-23 04:00 | 0 | 0 | -120.8802 | 90 | 0 | 0 | 0 | 0 | 0 | 0 | 0 | 0 | 0 | 0 | 0 | 0 | 0 | 0 | 0 | 0 | 0 | 2.0217 | 2.7342 | 0 | 0 | 0 | 4.0821 | 68.0341 | 0.20505 | 0 | 0 | 0 | 2.7342
2007-06-23 05:00 | 0 | 0 | -116.2408 | 90 | 0 | 0 | 0.49234 | 0.49234 | 0 | 0 | 0 | 0.49234 | 0 | 0 | 0 | 0 | 0 | 0.51826 | 0.49234 | 0 | 0 | 2.0217 | 2.7342 | 0 | 0.51826 | -0.51826 | 3.5358 | 58.9293 | 0.20505 | 0.54158 | 0 | 0 | 2.7342
2007-06-23 06:00 | 0.0085263 | 2.2575 | -113.3879 | 91.339 | 0.0083797 | 0.014949 | 0 | 0 | 0 | 0 | 0 | 0 | 0 | 0 | 0 | 0 | 0.014949 | 0 | 0 | 0 | 0 | 2.5975 | 2.2159 | 0.014949 | 0 | 0.014949 | 3.5499 | 59.1656 | 0.20505 | 0 | 0.011959 | 0 | 2.2308
2007-06-23 07:00 | 0.072968 | 15.9388 | -111.9431 | 77.5966 | 0.072275 | 0.12894 | 0 | 0 | 0 | 0 | 0 | 0 | 0 | 0 | 0 | 0 | 0.12894 | 0 | 0 | 0 | 0 | 2.5826 | 2.2294 | 0.12894 | 0 | 0.12894 | 3.6723 | 61.2043 | 0.20502 | 0 | 0.10315 | 0 | 2.3583
2007-06-23 08:00 | 0.27436 | 29.6938 | -111.92 | 64.0038 | 0.2654 | 0.47347 | 2.0248 | 2.0248 | 1.7 | 0 | 0.5202 | 2.0248 | 23.3833 | 0 | 0 | 0 | 0.47347 | 0.34193 | 0.32484 | 0 | 0 | 2.4537 | 2.3454 | 0.13154 | 0 | 0.13154 | 3.7971 | 63.2842 | 0.20503 | 2.2273 | 0.37878 | 1.7 | 2.8189
2007-06-23 09:00 | 0.45427 | 43.3625 | -113.8479 | 50.8059 | 0.43683 | 0.77931 | 1.105 | 1.105 | 1.7 | 0 | 0.5202 | 1.105 | 70.5242 | 0 | 0 | 0 | 0.77931 | 0 | 0 | 0.59498 | 0.56523 | 2.3221 | 2.4638 | 1.3445 | 0 | 1.3445 | 5.0726 | 84.5431 | 0.20516 | 1.2155 | 0.62345 | 1.7 | 3.2431
2007-06-23 10:00 | 0.48895 | 56.6488 | -119.4553 | 38.5085 | 0.47794 | 0.85265 | 0.52467 | 0.52467 | 0 | 0 | 0 | 0.52467 | 162.5115 | 0 | 0 | 0 | 0.85265 | 0.55229 | 0.52467 | 0 | 0 | 0.97758 | 3.6739 | 0.30037 | 0 | 0.30037 | 5.3575 | 89.2923 | 0.20509 | 0.57714 | 0.68212 | 0 | 4.5265
2007-06-23 11:00 | 0.55687 | 68.6456 | -134.4739 | 28.3882 | 0.54506 | 0.97239 | 1.0446 | 1.0446 | 0 | 0 | 0 | 1.0446 | 93.0826 | 0 | 0 | 0 | 0.97239 | 1.0996 | 1.0446 | 0 | 0 | 0.67722 | 3.9442 | 0 | 0.12724 | -0.12724 | 5.2234 | 87.0569 | 0.20509 | 1.1491 | 0.77791 | 0 | 4.9166
2007-06-23 12:00 | 0.87638 | 75.5018 | -174.6693 | 23.5063 | 0.83663 | 1.4925 | 0.68622 | 0.68622 | 0 | 0 | 0 | 0.68622 | 217.5015 | 0 | 0 | 0 | 1.4925 | 0.72234 | 0.68622 | 0 | 0 | 0.8186 | 3.817 | 0.7702 | 0 | 0.7702 | 5.9541 | 99.2348 | 0.20491 | 0.75484 | 1.194 | 0 | 5.3095
2007-06-23 13:00 | 0.6511 | 70.6024 | 139.6794 | 26.9015 | 0.63175 | 1.127 | 0 | 0 | 0 | 0 | 0 | 0 | 0 | 1.0787 | 0 | 0 | 1.127 | 0 | 0 | 0 | 0 | 0.048395 | 4.5101 | 0.048395 | 0 | 0.048395 | 6 | 100 | 0.2049 | 0 | 0.90164 | 0 | 5.6372
2007-06-23 14:00 | 0.57766 | 59.1249 | 121.313 | 36.3149 | 0.55963 | 0.99838 | 1.7965 | 1.7965 | 0.84804 | 0 | 0.28761 | 1.7965 | 55.5735 | 0 | 0 | 0 | 0.99838 | 0.99838 | 0.94846 | 0 | 0 | 0 | 4.5537 | 0 | 0 | 0 | 6 | 100 | 0.2049 | 1.9761 | 0.7987 | 1.7 | 5.5521
2007-06-23 15:00 | 0.52851 | 45.9801 | 114.5556 | 48.3297 | 0.50386 | 0.89889 | 0.22475 | 0.22475 | 0 | 0 | 0 | 0.22475 | 399.9524 | 0.66231 | 0 | 0 | 0.89889 | 0.23658 | 0.22475 | 0 | 0 | 0 | 4.5537 | 0 | 0 | 0 | 6 | 100 | 0.2049 | 0.24722 | 0.71911 | 0 | 5.4526
2007-06-23 16:00 | 0.34172 | 32.3543 | 112.1116 | 61.4063 | 0.32609 | 0.58174 | 0.38619 | 0.38619 | 0 | 0 | 0 | 0.38619 | 150.6385 | 0.17523 | 0 | 0 | 0.58174 | 0.40651 | 0.38619 | 0 | 0 | 0 | 4.5537 | 0 | 0 | 0 | 6 | 100 | 0.2049 | 0.4248 | 0.4654 | 0 | 5.1354
2007-06-23 17:00 | 0.21836 | 18.6017 | 111.8203 | 74.9462 | 0.19758 | 0.35249 | 0.078745 | 0.078745 | 0 | 0 | 0 | 0.078745 | 447.6328 | 0.2696 | 0 | 0 | 0.35249 | 0.082889 | 0.078745 | 0 | 0 | 0 | 4.5537 | 0 | 0 | 0 | 6 | 100 | 0.2049 | 0.086619 | 0.28199 | 0 | 4.9062
2007-06-23 18:00 | 0.054864 | 4.8952 | 113.0031 | 88.6736 | 0.039356 | 0.070211 | 1.5283 | 1.5283 | 1.4616 | 0 | 0.45512 | 1.5283 | 4.594 | 1.8041e-16 | 0 | 0 | 0.070211 | 0.070211 | 0.0667 | 0 | 0 | 0 | 4.5537 | 0 | 0 | 0 | 6 | 100 | 0.2049 | 1.6812 | 0.056169 | 1.7 | 4.6239
2007-06-23 19:00 | 0 | 0 | 115.5663 | 90 | 0 | 0 | 0.85388 | 0.85388 | 0 | 0 | 0 | 0.85388 | 0 | 0 | 1.1102e-16 | 0 | 0 | 0.89883 | 0.85388 | 0 | 0 | 0 | 4.5537 | 0 | 0.89883 | -0.89883 | 5.0526 | 84.2093 | 0.2049 | 0.93927 | 0 | 0 | 4.5537
2007-06-23 20:00 | 0 | 0 | 119.8094 | 90 | 0 | 0 | 0.15315 | 0.15315 | 0 | 0 | 0 | 0.15315 | 0 | 0 | 0 | 0 | 0 | 0.16121 | 0.15315 | 0 | 0 | 0.9987 | 3.6549 | 0 | 0.16121 | -0.16121 | 4.8826 | 81.377 | 0.2049 | 0.16847 | 0 | 0 | 3.6549
2007-06-23 21:00 | 0 | 0 | 126.501 | 90 | 0 | 0 | 0.59259 | 0.59259 | 0 | 0 | 0 | 0.59259 | 0 | 0 | 0 | 0 | 0 | 0.62378 | 0.59259 | 0 | 0 | 1.1778 | 3.4936 | 0 | 0.62378 | -0.62378 | 4.2251 | 70.4184 | 0.2049 | 0.65185 | 0 | 0 | 3.4936
2007-06-23 22:00 | 0 | 0 | 137.128 | 90 | 0 | 0 | 0.56385 | 0.56385 | 0 | 0 | 0 | 0.56385 | 0 | 0 | 1.1102e-16 | 0 | 0 | 0.59353 | 0.56385 | 0 | 0 | 1.8709 | 2.8699 | 0 | 0.59353 | -0.59353 | 3.5995 | 59.9912 | 0.2049 | 0.62024 | 0 | 0 | 2.8699
2007-06-23 23:00 | 0 | 0 | 153.9214 | 90 | 0 | 0 | 0.26406 | 0.26406 | 0 | 0 | 0 | 0.26406 | 0 | 0 | 5.5511e-17 | 0 | 0 | 0.27796 | 0.26406 | 0 | 0 | 2.5304 | 2.2763 | 0 | 0.27796 | -0.27796 | 3.3065 | 55.108 | 0.2049 | 0.29047 | 0 | 0 | 2.2763
2007-06-24 | 0 | 0 | 177.4245 | 90 | 0 | 0 | 0.40269 | 0.40269 | 0 | 0 | 0 | 0.40269 | 0 | 0 | 5.5511e-17 | 0 | 0 | 0.42389 | 0.40269 | 0 | 0 | 2.8392 | 1.9984 | 0 | 0.42389 | -0.42389 | 2.8597 | 47.661 | 0.2049 | 0.44296 | 0 | 0 | 1.9984
2007-06-24 01:00 | 0 | 0 | -158.1068 | 90 | 0 | 0 | 0.31407 | 0.31407 | 0 | 0 | 0 | 0.31407 | 0 | 0 | 5.5511e-17 | 0 | 0 | 0.3306 | 0.31407 | 0 | 0 | 3.3102 | 1.5745 | 0 | 0.3306 | -0.3306 | 2.5112 | 41.8529 | 0.2049 | 0.34548 | 0 | 0 | 1.5745
2007-06-24 02:00 | 0 | 0 | -139.8716 | 90 | 0 | 0 | 0.21729 | 0.21729 | 0 | 0 | 0 | 0.21729 | 0 | 0 | 2.7756e-17 | 0 | 0 | 0.22873 | 0.21729 | 0 | 0 | 3.6776 | 1.2439 | 0 | 0.22873 | -0.22873 | 2.2701 | 37.8346 | 0.2049 | 0.23902 | 0 | 0 | 1.2439
2007-06-24 03:00 | 0 | 0 | -128.2147 | 90 | 0 | 0 | 0.23129 | 0.23129 | 0 | 0 | 0 | 0.23129 | 0 | 0 | 2.7756e-17 | 0 | 0 | 0.24346 | 0.23129 | 0 | 0 | 3.9317 | 1.0152 | 0 | 0.24346 | -0.24346 | 2.0134 | 33.5574 | 0.2049 | 0.25442 | 0 | 0 | 1.0152
2007-06-24 04:00 | 0 | 0 | -120.8925 | 90 | 0 | 0 | 0 | 0 | 0 | 0 | 0 | 0 | 0 | 0 | 0 | 0 | 0 | 0 | 0 | 0 | 0 | 4.2022 | 0.7717 | 0 | 0 | 0 | 2.0134 | 33.5574 | 0.2049 | 0 | 0 | 0 | 0.7717
2007-06-24 05:00 | 0 | 0 | -116.2456 | 90 | 0 | 0 | 0.4908 | 0.4908 | 0 | 0 | 0 | 0.4908 | 0 | 0 | 5.5511e-17 | 0 | 0 | 0.51663 | 0.4908 | 0 | 0 | 4.2022 | 0.7717 | 0 | 0.51663 | -0.51663 | 1.4689 | 24.4812 | 0.2049 | 0.53988 | 0 | 0 | 0.7717
2007-06-24 06:00 | 0.04466 | 2.2065 | -113.387 | 91.3894 | 0.008506 | 0.015175 | 0.41878 | 0.41878 | 1.7 | 0 | 0.5202 | 0.41878 | 3.6236 | 0 | 0 | 0 | 0.015175 | 0 | 0 | 1.2812 | 1.2172 | 4.7762 | 0.25507 | 1.2323 | 0 | 1.2323 | 2.638 | 43.9661 | 0.20505 | 0.46065 | 0.01214 | 1.7 | 0.27025
2007-06-24 07:00 | 0.22578 | 15.8881 | -111.9369 | 77.6458 | 0.18812 | 0.33561 | 0.051058 | 0.051058 | 1.5037 | 0 | 0.46661 | 0.051058 | 657.3019 | 0 | 0 | 0 | 0.33561 | 0 | 0 | 1.4526 | 1.38 | 3.5439 | 1.3642 | 1.7156 | 0 | 1.7156 | 4.2655 | 71.0922 | 0.20502 | 0.056164 | 0.26849 | 1.7 | 1.6998
2007-06-24 08:00 | 0.37214 | 29.6441 | -111.9071 | 64.0512 | 0.34446 | 0.61452 | 0 | 0 | 1.2777 | 0 | 0.4049 | 0 | 0 | 0 | 0 | 0 | 0.61452 | 0 | 0 | 1.2777 | 1.2138 | 1.8283 | 2.9082 | 1.8283 | 0 | 1.8283 | 6 | 100 | 0.20489 | 0 | 0.49162 | 1.7 | 3.5227
2007-06-24 09:00 | 0.61088 | 43.3145 | -113.824 | 50.8498 | 0.56965 | 1.0163 | 3.1323 | 3.08 | 1.7 | 0 | 0.5202 | 3.08 | 32.9952 | 2.2204e-16 | 0.052338 | 0.36557 | 1.0163 | 1.4526 | 1.38 | 0 | 0 | 0 | 4.5537 | 0 | 0.43638 | -0.43638 | 5.54 | 92.3336 | 0.20489 | 3.4456 | 0.813 | 1.7 | 5.5699
2007-06-24 10:00 | 0.86227 | 56.6047 | -119.4087 | 38.5459 | 0.81167 | 1.448 | 0 | 0 | 0 | 0 | 0 | 0 | 0 | 0.96315 | 0 | 0 | 1.448 | 0 | 0 | 0 | 0 | 0.48487 | 4.1173 | 0.48487 | 0 | 0.48487 | 6 | 100 | 0.20478 | 0 | 1.1584 | 0 | 5.5653
2007-06-24 11:00 | 0.97455 | 68.6125 | -134.3674 | 28.4112 | 0.92445 | 1.6492 | 1.7335 | 1.7335 | 0.425 | 0 | 0.17213 | 1.7335 | 95.1372 | 0.27183 | 0 | 0 | 1.6492 | 1.3774 | 1.3085 | 0 | 0 | 0 | 4.5537 | 0 | 0 | 0 | 6 | 100 | 0.20478 | 1.9069 | 1.3194 | 1.7 | 6.2029
2007-06-24 12:00 | 0.92242 | 75.5053 | -174.4659 | 23.5009 | 0.87883 | 1.5678 | 0.78109 | 0.78109 | 0 | 0 | 0 | 0.78109 | 200.7249 | 0.74564 | 0 | 0 | 1.5678 | 0.8222 | 0.78109 | 0 | 0 | 0 | 4.5537 | 0 | 0 | 0 | 6 | 100 | 0.20478 | 0.85919 | 1.2543 | 0 | 6.1215
2007-06-24 13:00 | 0.75524 | 70.6437 | 139.77 | 26.8681 | 0.72516 | 1.2937 | 0 | 0 | 0 | 0 | 0 | 0 | 0 | 1.2937 | 0 | 0 | 1.2937 | 0 | 0 | 0 | 0 | 0 | 4.5537 | 0 | 0 | 0 | 6 | 100 | 0.20478 | 0 | 1.0349 | 0 | 5.8474
2007-06-24 14:00 | 0.47266 | 59.1745 | 121.336 | 36.2692 | 0.4639 | 0.8276 | 0 | 0 | 0 | 0 | 0 | 0 | 0 | 0.8276 | 0 | 0 | 0.8276 | 0 | 0 | 0 | 0 | 0 | 4.5537 | 0 | 0 | 0 | 6 | 100 | 0.20478 | 0 | 0.66208 | 0 | 5.3813
2007-06-24 15:00 | 0.63233 | 46.0311 | 114.5581 | 48.28 | 0.59259 | 1.0572 | 0.19445 | 0.19445 | 0 | 0 | 0 | 0.19445 | 543.6731 | 0.85249 | 0 | 0 | 1.0572 | 0.20469 | 0.19445 | 0 | 0 | 0 | 4.5537 | 0 | 0 | 0 | 6 | 100 | 0.20478 | 0.2139 | 0.84574 | 0 | 5.6109
2007-06-24 16:00 | 0.31975 | 32.405 | 112.1057 | 61.3554 | 0.3077 | 0.54894 | 0 | 0 | 0 | 0 | 0 | 0 | 0 | 0.54894 | 0 | 0 | 0.54894 | 0 | 0 | 0 | 0 | 0 | 4.5537 | 0 | 0 | 0 | 6 | 100 | 0.20478 | 0 | 0.43915 | 0 | 5.1026
2007-06-24 17:00 | 0.22431 | 18.6517 | 111.8093 | 74.8953 | 0.20167 | 0.35978 | 1.2297 | 1.2297 | 0 | 0 | 0 | 1.2297 | 29.258 | 0 | 2.2204e-16 | 0 | 0.35978 | 1.2944 | 1.2297 | 0 | 0 | 0 | 4.5537 | 0 | 0.93462 | -0.93462 | 5.0148 | 83.5805 | 0.20478 | 1.3526 | 0.28782 | 0 | 4.9135
2007-06-24 18:00 | 0.082059 | 4.9439 | 112.9877 | 88.6232 | 0.029542 | 0.052704 | 0 | 0 | 0 | 0 | 0 | 0 | 0 | 0 | 0 | 0 | 0.052704 | 0 | 0 | 0 | 0 | 1.0385 | 3.6191 | 0.052704 | 0 | 0.052704 | 5.0648 | 84.4138 | 0.20477 | 0 | 0.042163 | 0 | 3.6718
2007-06-24 19:00 | 0 | 0 | 115.5457 | 90 | 0 | 0 | 1.8439 | 1.8439 | 1.7 | 0 | 0.5202 | 1.8439 | 0 | 0 | 0 | 0 | 0 | 0.15149 | 0.14392 | 0 | 0 | 0.98576 | 3.6665 | 0 | 0.15149 | -0.15149 | 4.9052 | 81.7524 | 0.20477 | 2.0283 | 0 | 1.7 | 3.6665
2007-06-24 20:00 | 0 | 0 | 119.7814 | 90 | 0 | 0 | 0.050699 | 0.050699 | 0 | 0 | 0 | 0.050699 | 0 | 0 | 6.9389e-18 | 0 | 0 | 0.053368 | 0.050699 | 0 | 0 | 1.1541 | 3.515 | 0 | 0.053368 | -0.053368 | 4.8489 | 80.8149 | 0.20477 | 0.055769 | 0 | 0 | 3.515
2007-06-24 21:00 | 0 | 0 | 126.4615 | 90 | 0 | 0 | 0 | 0 | 0 | 0 | 0 | 0 | 0 | 0 | 0 | 0 | 0 | 0 | 0 | 0 | 0 | 1.2134 | 3.4616 | 0 | 0 | 0 | 4.8489 | 80.8149 | 0.20477 | 0 | 0 | 0 | 3.4616
2007-06-24 22:00 | 0 | 0 | 137.0704 | 90 | 0 | 0 | 0.086411 | 0.086411 | 0 | 0 | 0 | 0.086411 | 0 | 0 | 0 | 0 | 0 | 0.090958 | 0.086411 | 0 | 0 | 1.2134 | 3.4616 | 0 | 0.090958 | -0.090958 | 4.753 | 79.2169 | 0.20477 | 0.095052 | 0 | 0 | 3.4616
2007-06-24 23:00 | 0 | 0 | 153.8396 | 90 | 0 | 0 | 0.18944 | 0.18944 | 0 | 0 | 0 | 0.18944 | 0 | 0 | 2.7756e-17 | 0 | 0 | 0.19941 | 0.18944 | 0 | 0 | 1.3144 | 3.3707 | 0 | 0.19941 | -0.19941 | 4.5428 | 75.7136 | 0.20477 | 0.20838 | 0 | 0 | 3.3707
2007-06-25 | 0 | 0 | 177.3298 | 90 | 0 | 0 | 0 | 0 | 0 | 0 | 0 | 0 | 0 | 0 | 0 | 0 | 0 | 0 | 0 | 0 | 0 | 1.536 | 3.1713 | 0 | 0 | 0 | 4.5428 | 75.7136 | 0.20477 | 0 | 0 | 0 | 3.1713
2007-06-25 01:00 | 0 | 0 | -158.1759 | 90 | 0 | 0 | 0.31516 | 0.31516 | 0 | 0 | 0 | 0.31516 | 0 | 0 | 5.5511e-17 | 0 | 0 | 0.33175 | 0.31516 | 0 | 0 | 1.536 | 3.1713 | 0 | 0.33175 | -0.33175 | 4.1931 | 69.8854 | 0.20477 | 0.34668 | 0 | 0 | 3.1713
2007-06-25 02:00 | 0 | 0 | -139.9088 | 90 | 0 | 0 | 0.045897 | 0.045897 | 0 | 0 | 0 | 0.045897 | 0 | 0 | 6.9389e-18 | 0 | 0 | 0.048312 | 0.045897 | 0 | 0 | 1.9046 | 2.8395 | 0 | 0.048312 | -0.048312 | 4.1422 | 69.0366 | 0.20477 | 0.050486 | 0 | 0 | 2.8395
2007-06-25 03:00 | 0 | 0 | -128.2316 | 90 | 0 | 0 | 0.0516 | 0.0516 | 0 | 0 | 0 | 0.0516 | 0 | 0 | 0 | 0 | 0 | 0.054315 | 0.0516 | 0 | 0 | 1.9583 | 2.7912 | 0 | 0.054315 | -0.054315 | 4.085 | 68.0824 | 0.20477 | 0.05676 | 0 | 0 | 2.7912
2007-06-25 04:00 | 0 | 0 | -120.8977 | 90 | 0 | 0 | 0 | 0 | 0 | 0 | 0 | 0 | 0 | 0 | 0 | 0 | 0 | 0 | 0 | 0 | 0 | 2.0187 | 2.7369 | 0 | 0 | 0 | 4.085 | 68.0824 | 0.20477 | 0 | 0 | 0 | 2.7369
2007-06-25 05:00 | 0 | 0 | -116.2436 | 90 | 0 | 0 | 0.25667 | 0.25667 | 0 | 0 | 0 | 0.25667 | 0 | 0 | 5.5511e-17 | 0 | 0 | 0.27017 | 0.25667 | 0 | 0 | 2.0187 | 2.7369 | 0 | 0.27017 | -0.27017 | 3.8002 | 63.3359 | 0.20477 | 0.28233 | 0 | 0 | 2.7369
2007-06-25 06:00 | 0.0099294 | 2.1546 | -113.3793 | 91.4397 | 0.0097323 | 0.017362 | 0 | 0 | 0 | 0 | 0 | 0 | 0 | 0 | 0 | 0 | 0.017362 | 0 | 0 | 0 | 0 | 2.3188 | 2.4667 | 0.017362 | 0 | 0.017362 | 3.8166 | 63.6104 | 0.20476 | 0 | 0.01389 | 0 | 2.4841
2007-06-25 07:00 | 0.073882 | 15.8372 | -111.9236 | 77.6942 | 0.073172 | 0.13054 | 0.37658 | 0.37658 | 0 | 0 | 0 | 0.37658 | 34.664 | 0 | 5.5511e-17 | 0 | 0.13054 | 0.3964 | 0.37658 | 0 | 0 | 2.3015 | 2.4824 | 0 | 0.26586 | -0.26586 | 3.5364 | 58.9397 | 0.20476 | 0.41424 | 0.10443 | 0 | 2.6129
2007-06-25 08:00 | 0.063052 | 29.5948 | -111.8863 | 64.0969 | 0.062676 | 0.11181 | 0.64396 | 0.64396 | 0 | 0 | 0 | 0.64396 | 17.3634 | 0 | 1.1102e-16 | 0 | 0.11181 | 0.67785 | 0.64396 | 0 | 0 | 2.5969 | 2.2165 | 0 | 0.56604 | -0.56604 | 2.9397 | 48.9954 | 0.20476 | 0.70836 | 0.089451 | 0 | 2.3283
2007-06-25 09:00 | 0.10984 | 43.2679 | -113.7909 | 50.8912 | 0.1092 | 0.19482 | 0.46796 | 0.46796 | 0 | 0 | 0 | 0.46796 | 41.6313 | 0 | 0 | 0 | 0.19482 | 0.49259 | 0.46796 | 0 | 0 | 3.2258 | 1.6505 | 0 | 0.29777 | -0.29777 | 2.6258 | 43.7641 | 0.20476 | 0.51476 | 0.15586 | 0 | 1.8453
2007-06-25 10:00 | 0.10647 | 56.5631 | -119.3505 | 38.5795 | 0.10589 | 0.18891 | 1.6925 | 1.6925 | 1.7 | 0 | 0.5202 | 1.6925 | 11.1617 | 0 | 0 | 0 | 0.18891 | 0 | 0 | 0.0075183 | 0.0071424 | 3.5567 | 1.3527 | 0.19605 | 0 | 0.19605 | 2.8118 | 46.8639 | 0.20478 | 1.8617 | 0.15113 | 1.7 | 1.5416
2007-06-25 11:00 | 0.10875 | 68.5839 | -134.2468 | 28.4287 | 0.10817 | 0.19298 | 3.3946 | 3.08 | 1.7 | 0 | 0.5202 | 3.08 | 6.2655 | 2.2204e-16 | 0.31464 | 0.6541 | 0.19298 | 1.4526 | 1.38 | 0 | 0 | 3.3606 | 1.5291 | 0 | 1.2597 | -1.2597 | 1.4841 | 24.7341 | 0.20478 | 3.7341 | 0.15438 | 1.7 | 1.7221
2007-06-25 12:00 | 0.30154 | 75.5156 | -174.2601 | 23.4886 | 0.29967 | 0.53461 | 0.29614 | 0.29614 | 1.7 | 0 | 0.5202 | 0.29614 | 180.5267 | 0 | 0 | 0 | 0.53461 | 0 | 0 | 1.4039 | 1.3337 | 4.7602 | 0.26947 | 1.8683 | 0 | 1.8683 | 3.2565 | 54.2741 | 0.20479 | 0.32575 | 0.42769 | 1.7 | 0.80408
2007-06-25 13:00 | 0.26696 | 70.6897 | 139.8461 | 26.8288 | 0.26536 | 0.4734 | 1.6926 | 1.6926 | 1.7 | 0 | 0.5202 | 1.6926 | 27.9694 | 0 | 0 | 0 | 0.4734 | 0 | 0 | 0.0074484 | 0.0070759 | 2.892 | 1.9509 | 0.48047 | 0 | 0.48047 | 3.7123 | 61.8711 | 0.20483 | 1.8618 | 0.37872 | 1.7 | 2.4243
2007-06-25 14:00 | 0.16993 | 59.2268 | 121.3464 | 36.2196 | 0.16895 | 0.30141 | 1.2447 | 1.2447 | 1.7 | 0 | 0.5202 | 1.2447 | 24.2159 | 0 | 0 | 0 | 0.30141 | 0 | 0 | 0.45534 | 0.43258 | 2.4115 | 2.3833 | 0.73398 | 0 | 0.73398 | 4.4086 | 73.4763 | 0.20492 | 1.3691 | 0.24112 | 1.7 | 2.6848
2007-06-25 15:00 | 0.11797 | 46.0833 | 114.5507 | 48.2278 | 0.11729 | 0.20924 | 1.5012 | 1.5012 | 1.7 | 0 | 0.5202 | 1.5012 | 13.9384 | 0 | 0 | 0 | 0.20924 | 0 | 0 | 0.19882 | 0.18888 | 1.6775 | 3.0439 | 0.39812 | 0 | 0.39812 | 4.7863 | 79.7711 | 0.20496 | 1.6513 | 0.16739 | 1.7 | 3.2532
2007-06-25 16:00 | 0.0080782 | 32.4562 | 112.0916 | 61.303 | 0.0080375 | 0.014339 | 1.5156 | 1.5156 | 1.7 | 0 | 0.5202 | 1.5156 | 0.9461 | 0 | 0 | 0 | 0.014339 | 0 | 0 | 0.18442 | 0.1752 | 1.2794 | 3.4022 | 0.18954 | 0 | 0.18954 | 4.9661 | 82.7679 | 0.20498 | 1.6671 | 0.011471 | 1.7 | 3.4166
2007-06-25 17:00 | 0.039322 | 18.7012 | 111.791 | 74.8436 | 0.039065 | 0.069692 | 0.44123 | 0.44123 | 0 | 0 | 0 | 0.44123 | 15.795 | 0 | 0 | 0 | 0.069692 | 0.46445 | 0.44123 | 0 | 0 | 1.0899 | 3.5728 | 0 | 0.39476 | -0.39476 | 4.55 | 75.8327 | 0.20498 | 0.48535 | 0.055754 | 0 | 3.6425
2007-06-25 18:00 | 0.019005 | 4.9914 | 112.9654 | 88.5729 | 0.018685 | 0.033334 | 0.82417 | 0.82417 | 0 | 0 | 0 | 0.82417 | 4.0446 | 0 | 1.1102e-16 | 0 | 0.033334 | 0.86754 | 0.82417 | 0 | 0 | 1.5285 | 3.1781 | 0 | 0.83421 | -0.83421 | 3.6706 | 61.1772 | 0.20498 | 0.90658 | 0.026667 | 0 | 3.2114
2007-06-25 19:00 | 0 | 0 | 115.5182 | 90 | 0 | 0 | 0 | 0 | 0 | 0 | 0 | 0 | 0 | 0 | 0 | 0 | 0 | 0 | 0 | 0 | 0 | 2.4554 | 2.3439 | 0 | 0 | 0 | 3.6706 | 61.1772 | 0.20498 | 0 | 0 | 0 | 2.3439
2007-06-25 20:00 | 0 | 0 | 119.7464 | 90 | 0 | 0 | 2.2833 | 2.2833 | 1.7 | 0 | 0.5202 | 2.2833 | 0 | 0 | 0 | 0 | 0 | 0.61399 | 0.58329 | 0 | 0 | 2.4554 | 2.3439 | 0 | 0.61399 | -0.61399 | 3.0234 | 50.3905 | 0.20498 | 2.5116 | 0 | 1.7 | 2.3439
2007-06-25 21:00 | 0 | 0 | 126.4149 | 90 | 0 | 0 | 1.0619 | 1.0619 | 1.7 | 0 | 0.5202 | 1.0619 | 0 | 0 | 0 | 0 | 0 | 0 | 0 | 0.63807 | 0.60617 | 3.1376 | 1.7299 | 0.60617 | 0 | 0.60617 | 3.5985 | 59.9749 | 0.20506 | 1.1681 | 0 | 1.7 | 1.7299
2007-06-25 22:00 | 0 | 0 | 137.0057 | 90 | 0 | 0 | 0.25437 | 0.25437 | 1.7 | 0 | 0.5202 | 0.25437 | 0 | 0 | 0 | 0 | 0 | 0 | 0 | 1.4456 | 1.3734 | 2.5314 | 2.2754 | 1.3734 | 0 | 1.3734 | 4.9014 | 81.6894 | 0.20518 | 0.27981 | 0 | 1.7 | 2.2754
2007-06-25 23:00 | 0 | 0 | 153.7524 | 90 | 0 | 0 | 0.040188 | 0.040188 | 0 | 0 | 0 | 0.040188 | 0 | 0 | 0 | 0 | 0 | 0.042304 | 0.040188 | 0 | 0 | 1.1581 | 3.5114 | 0 | 0.042304 | -0.042304 | 4.8568 | 80.9462 | 0.20518 | 0.044207 | 0 | 0 | 3.5114
2007-06-26 | 0 | 0 | 177.2348 | 90 | 0 | 0 | 0.36259 | 0.36259 | 0 | 0 | 0 | 0.36259 | 0 | 0 | 5.5511e-17 | 0 | 0 | 0.38167 | 0.36259 | 0 | 0 | 1.2051 | 3.4691 | 0 | 0.38167 | -0.38167 | 4.4545 | 74.2409 | 0.20518 | 0.39885 | 0 | 0 | 3.4691
2007-06-26 01:00 | 0 | 0 | -158.2399 | 90 | 0 | 0 | 0.17747 | 0.17747 | 0 | 0 | 0 | 0.17747 | 0 | 0 | 0 | 0 | 0 | 0.18682 | 0.17747 | 0 | 0 | 1.6292 | 3.0875 | 0 | 0.18682 | -0.18682 | 4.2575 | 70.9589 | 0.20518 | 0.19522 | 0 | 0 | 3.0875
2007-06-26 02:00 | 0 | 0 | -139.9388 | 90 | 0 | 0 | 0.35175 | 0.35175 | 0 | 0 | 0 | 0.35175 | 0 | 0 | 5.5511e-17 | 0 | 0 | 0.37026 | 0.35175 | 0 | 0 | 1.8367 | 2.9006 | 0 | 0.37026 | -0.37026 | 3.8673 | 64.4541 | 0.20518 | 0.38692 | 0 | 0 | 2.9006
2007-06-26 03:00 | 0 | 0 | -128.241 | 90 | 0 | 0 | 0.053911 | 0.053911 | 0 | 0 | 0 | 0.053911 | 0 | 0 | 6.9389e-18 | 0 | 0 | 0.056749 | 0.053911 | 0 | 0 | 2.2481 | 2.5304 | 0 | 0.056749 | -0.056749 | 3.8074 | 63.4571 | 0.20518 | 0.059302 | 0 | 0 | 2.5304
2007-06-26 04:00 | 0 | 0 | -120.8958 | 90 | 0 | 0 | 0.25514 | 0.25514 | 0 | 0 | 0 | 0.25514 | 0 | 0 | 0 | 0 | 0 | 0.26857 | 0.25514 | 0 | 0 | 2.3112 | 2.4736 | 0 | 0.26857 | -0.26857 | 3.5243 | 58.7388 | 0.20518 | 0.28066 | 0 | 0 | 2.4736
2007-06-26 05:00 | 0 | 0 | -116.2346 | 90 | 0 | 0 | 0.52555 | 0.52555 | 0 | 0 | 0 | 0.52555 | 0 | 0 | 1.1102e-16 | 0 | 0 | 0.55321 | 0.52555 | 0 | 0 | 2.6096 | 2.2051 | 0 | 0.55321 | -0.55321 | 2.9412 | 49.02 | 0.20518 | 0.5781 | 0 | 0 | 2.2051
2007-06-26 06:00 | 0.024245 | 2.1018 | -113.3647 | 91.4898 | 0.020688 | 0.036907 | 0.42011 | 0.42011 | 0 | 0 | 0 | 0.42011 | 8.7851 | 0 | 0 | 0 | 0.036907 | 0.44222 | 0.42011 | 0 | 0 | 3.2243 | 1.6519 | 0 | 0.40532 | -0.40532 | 2.514 | 41.8993 | 0.20518 | 0.46212 | 0.029526 | 0 | 1.6888
2007-06-26 07:00 | 0.045734 | 15.7861 | -111.903 | 77.7417 | 0.045384 | 0.080965 | 2.3472 | 2.3472 | 1.7 | 0 | 0.5202 | 2.3472 | 3.4494 | 1.1102e-16 | 0 | 0 | 0.080965 | 0.6813 | 0.64724 | 0 | 0 | 3.6746 | 1.2465 | 0 | 0.60034 | -0.60034 | 1.8812 | 31.3524 | 0.20518 | 2.582 | 0.064772 | 1.7 | 1.3275
2007-06-26 08:00 | 0.06262 | 29.5461 | -111.8575 | 64.1409 | 0.062247 | 0.11105 | 0 | 0 | 1.4526 | 0 | 0.45267 | 0 | 0 | 0 | 0 | 0 | 0.11105 | 0 | 0 | 1.4526 | 1.38 | 4.3417 | 0.64619 | 1.491 | 0 | 1.491 | 3.2957 | 54.928 | 0.20519 | 0 | 0.08884 | 1.7 | 0.75724
2007-06-26 09:00 | 0.12814 | 43.2226 | -113.7486 | 50.93 | 0.12737 | 0.22724 | 2.4603 | 2.4603 | 1.7 | 0 | 0.5202 | 2.4603 | 9.2359 | 0 | 0 | 0 | 0.22724 | 0.80036 | 0.76034 | 0 | 0 | 2.8506 | 1.9881 | 0 | 0.57313 | -0.57313 | 2.6916 | 44.8592 | 0.20519 | 2.7064 | 0.18179 | 1.7 | 2.2154
2007-06-26 10:00 | 0.26989 | 56.5241 | -119.2808 | 38.6091 | 0.26809 | 0.47827 | 1.366 | 1.366 | 1.7 | 0 | 0.5202 | 1.366 | 35.0127 | 0 | 0 | 0 | 0.47827 | 0 | 0 | 0.33401 | 0.31731 | 3.4874 | 1.415 | 0.79558 | 0 | 0.79558 | 3.4463 | 57.4384 | 0.20527 | 1.5026 | 0.38262 | 1.7 | 1.8933
2007-06-26 11:00 | 0.32003 | 68.5597 | -134.1122 | 28.4405 | 0.31787 | 0.56708 | 0.65037 | 0.65037 | 1.7 | 0 | 0.5202 | 0.65037 | 87.1926 | 0 | 0 | 0 | 0.56708 | 0 | 0 | 1.0496 | 0.99714 | 2.6918 | 2.131 | 1.5642 | 0 | 1.5642 | 4.9303 | 82.1709 | 0.20534 | 0.71541 | 0.45366 | 1.7 | 2.6981
2007-06-26 12:00 | 0.1955 | 75.5325 | -174.0518 | 23.4696 | 0.1944 | 0.34681 | 1.5532 | 1.5532 | 1.7 | 0 | 0.5202 | 1.5532 | 22.3285 | 0 | 0 | 0 | 0.34681 | 0 | 0 | 0.14678 | 0.13944 | 1.1276 | 3.5388 | 0.48625 | 0 | 0.48625 | 5.3916 | 89.8592 | 0.20539 | 1.7085 | 0.27745 | 1.7 | 3.8856
2007-06-26 13:00 | 0.11001 | 70.7406 | 139.9075 | 26.7838 | 0.10942 | 0.1952 | 1.9643 | 1.9643 | 1.7 | 0 | 0.5202 | 1.9643 | 9.9378 | 1.1102e-16 | 0 | 0 | 0.1952 | 0.27817 | 0.26426 | 0 | 0 | 0.64136 | 3.9765 | 0 | 0.082963 | -0.082963 | 5.3041 | 88.4017 | 0.20539 | 2.1607 | 0.15616 | 1.7 | 4.1717
2007-06-26 14:00 | 0.26151 | 59.2815 | 121.3443 | 36.166 | 0.25985 | 0.46357 | 0.96267 | 0.96267 | 0 | 0 | 0 | 0.96267 | 48.1546 | 0 | 0 | 0 | 0.46357 | 1.0133 | 0.96267 | 0 | 0 | 0.73354 | 3.8935 | 0 | 0.54977 | -0.54977 | 4.7246 | 78.7433 | 0.20539 | 1.0589 | 0.37086 | 0 | 4.3571
2007-06-26 15:00 | 0.27146 | 46.1368 | 114.5335 | 48.173 | 0.26914 | 0.48014 | 3.0651 | 3.0651 | 1.7 | 0 | 0.5202 | 3.0651 | 15.6648 | 0 | 4.4409e-16 | 0.2916 | 0.48014 | 1.4369 | 1.3651 | 0 | 0 | 1.3444 | 3.3437 | 0 | 0.9568 | -0.9568 | 3.7161 | 61.9341 | 0.20539 | 3.3716 | 0.38411 | 1.7 | 3.8239
2007-06-26 16:00 | 0.30936 | 32.5076 | 112.0692 | 61.2491 | 0.29892 | 0.53327 | 1.7638 | 1.7638 | 1.7 | 0 | 0.5202 | 1.7638 | 30.2333 | 0 | 0 | 0 | 0.53327 | 0.067192 | 0.063832 | 0 | 0 | 2.4075 | 2.3869 | 0.46607 | 0 | 0.46607 | 4.1582 | 69.3034 | 0.20544 | 1.9402 | 0.42661 | 1.7 | 2.9202
2007-06-26 17:00 | 0.13325 | 18.7503 | 111.7654 | 74.7914 | 0.13071 | 0.23318 | 0.80121 | 0.80121 | 1.7 | 0 | 0.5202 | 0.80121 | 29.1032 | 0 | 0 | 0 | 0.23318 | 0 | 0 | 0.89879 | 0.85385 | 1.9414 | 2.8064 | 1.087 | 0 | 1.087 | 5.1895 | 86.4908 | 0.20557 | 0.88133 | 0.18654 | 1.7 | 3.0396
2007-06-26 18:00 | 0.073244 | 5.0379 | 112.9362 | 88.5227 | 0.034588 | 0.061704 | 0 | 0 | 0 | 0 | 0 | 0 | 0 | 0 | 0 | 0 | 0.061704 | 0 | 0 | 0 | 0 | 0.8544 | 3.7847 | 0.061704 | 0 | 0.061704 | 5.248 | 87.4664 | 0.20555 | 0 | 0.049363 | 0 | 3.8464
2007-06-26 19:00 | 0 | 0 | 115.4841 | 90 | 0 | 0 | 1.8638 | 1.8638 | 1.7 | 0 | 0.5202 | 1.8638 | 0 | 0 | 0 | 0 | 0 | 0.17247 | 0.16384 | 0 | 0 | 0.7927 | 3.8403 | 0 | 0.17247 | -0.17247 | 5.0662 | 84.4364 | 0.20555 | 2.0502 | 0 | 1.7 | 3.8403
2007-06-26 20:00 | 0 | 0 | 119.7047 | 90 | 0 | 0 | 2.043 | 2.043 | 1.7 | 0 | 0.5202 | 2.043 | 0 | 0 | 0 | 0 | 0 | 0.36105 | 0.34299 | 0 | 0 | 0.98433 | 3.6678 | 0 | 0.36105 | -0.36105 | 4.6856 | 78.0935 | 0.20555 | 2.2473 | 0 | 1.7 | 3.6678
2007-06-26 21:00 | 0 | 0 | 126.3612 | 90 | 0 | 0 | 0 | 0 | 1.4526 | 0 | 0.45267 | 0 | 0 | 0 | 0 | 0 | 0 | 0 | 0 | 1.4526 | 1.38 | 1.3855 | 3.3067 | 1.38 | 0 | 1.38 | 5.9948 | 99.9132 | 0.20558 | 0 | 0 | 1.7 | 3.3067
2007-06-26 22:00 | 0 | 0 | 136.9341 | 90 | 0 | 0 | 0.28542 | 0.28542 | 0 | 0 | 0 | 0.28542 | 0 | 0 | 5.5511e-17 | 0 | 0 | 0.30044 | 0.28542 | 0 | 0 | 0.0054907 | 4.5487 | 0 | 0.30044 | -0.30044 | 5.6781 | 94.635 | 0.20558 | 0.31396 | 0 | 0 | 4.5487
2007-06-26 23:00 | 0 | 0 | 153.66 | 90 | 0 | 0 | 0.51684 | 0.51684 | 0 | 0 | 0 | 0.51684 | 0 | 0 | 0 | 0 | 0 | 0.54404 | 0.51684 | 0 | 0 | 0.33931 | 4.2483 | 0 | 0.54404 | -0.54404 | 5.1046 | 85.0772 | 0.20558 | 0.56852 | 0 | 0 | 4.2483
2007-06-27 | 0 | 0 | 177.1396 | 90 | 0 | 0 | 0.2402 | 0.2402 | 0 | 0 | 0 | 0.2402 | 0 | 0 | 2.7756e-17 | 0 | 0 | 0.25284 | 0.2402 | 0 | 0 | 0.9438 | 3.7043 | 0 | 0.25284 | -0.25284 | 4.8381 | 80.6353 | 0.20558 | 0.26422 | 0 | 0 | 3.7043
2007-06-27 01:00 | 0 | 0 | -158.2988 | 90 | 0 | 0 | 0.27354 | 0.27354 | 0 | 0 | 0 | 0.27354 | 0 | 0 | 5.5511e-17 | 0 | 0 | 0.28794 | 0.27354 | 0 | 0 | 1.2247 | 3.4514 | 0 | 0.28794 | -0.28794 | 4.5346 | 75.5768 | 0.20558 | 0.30089 | 0 | 0 | 3.4514
2007-06-27 02:00 | 0 | 0 | -139.9614 | 90 | 0 | 0 | 0.27461 | 0.27461 | 0 | 0 | 0 | 0.27461 | 0 | 0 | 0 | 0 | 0 | 0.28906 | 0.27461 | 0 | 0 | 1.5447 | 3.1635 | 0 | 0.28906 | -0.28906 | 4.2299 | 70.4985 | 0.20558 | 0.30207 | 0 | 0 | 3.1635
2007-06-27 03:00 | 0 | 0 | -128.243 | 90 | 0 | 0 | 0.39227 | 0.39227 | 0 | 0 | 0 | 0.39227 | 0 | 0 | 0 | 0 | 0 | 0.41292 | 0.39227 | 0 | 0 | 1.8658 | 2.8744 | 0 | 0.41292 | -0.41292 | 3.7947 | 63.2443 | 0.20558 | 0.4315 | 0 | 0 | 2.8744
2007-06-27 04:00 | 0 | 0 | -120.8868 | 90 | 0 | 0 | 0.15699 | 0.15699 | 0 | 0 | 0 | 0.15699 | 0 | 0 | 2.7756e-17 | 0 | 0 | 0.16526 | 0.15699 | 0 | 0 | 2.3246 | 2.4615 | 0 | 0.16526 | -0.16526 | 3.6205 | 60.341 | 0.20558 | 0.17269 | 0 | 0 | 2.4615
2007-06-27 05:00 | 0 | 0 | -116.2188 | 90 | 0 | 0 | 0.34666 | 0.34666 | 0 | 0 | 0 | 0.34666 | 0 | 0 | 0 | 0 | 0 | 0.36491 | 0.34666 | 0 | 0 | 2.5083 | 2.2963 | 0 | 0.36491 | -0.36491 | 3.2358 | 53.9303 | 0.20558 | 0.38133 | 0 | 0 | 2.2963
2007-06-27 06:00 | 0.018566 | 2.0482 | -113.3433 | 91.5397 | 0.017562 | 0.031331 | 0.20496 | 0.20496 | 0 | 0 | 0 | 0.20496 | 15.2861 | 0 | 5.5511e-17 | 0 | 0.031331 | 0.21575 | 0.20496 | 0 | 0 | 2.9137 | 1.9313 | 0 | 0.18442 | -0.18442 | 3.0414 | 50.6903 | 0.20558 | 0.22546 | 0.025065 | 0 | 1.9627
2007-06-27 07:00 | 0.18925 | 15.735 | -111.8752 | 77.7883 | 0.16689 | 0.29773 | 0.68474 | 0.68474 | 0 | 0 | 0 | 0.68474 | 43.4814 | 0 | 1.1102e-16 | 0 | 0.29773 | 0.72078 | 0.68474 | 0 | 0 | 3.1186 | 1.7469 | 0 | 0.42304 | -0.42304 | 2.5955 | 43.2582 | 0.20558 | 0.75321 | 0.23819 | 0 | 2.0447
2007-06-27 08:00 | 0.48743 | 29.498 | -111.8209 | 64.1832 | 0.43548 | 0.7769 | 1.0327 | 1.0327 | 0 | 0 | 0 | 1.0327 | 75.2335 | 0 | 2.2204e-16 | 0 | 0.7769 | 1.087 | 1.0327 | 0 | 0 | 3.5887 | 1.3239 | 0 | 0.3101 | -0.3101 | 2.2686 | 37.8103 | 0.20558 | 1.1359 | 0.62152 | 0 | 2.1008
2007-06-27 09:00 | 0.54703 | 43.1788 | -113.697 | 50.966 | 0.51535 | 0.91938 | 0.87082 | 0.87082 | 0 | 0 | 0 | 0.87082 | 105.5761 | 0 | 0 | 0 | 0.91938 | 0.91665 | 0.87082 | 0 | 0 | 3.9332 | 1.0138 | 0.0027248 | 0 | 0.0027248 | 2.2712 | 37.8534 | 0.20558 | 0.9579 | 0.7355 | 0 | 1.9332
2007-06-27 10:00 | 0.77706 | 56.4877 | -119.1997 | 38.6348 | 0.73375 | 1.309 | 1.497 | 1.497 | 1.7 | 0 | 0.5202 | 1.497 | 87.4432 | 0 | 0 | 0 | 1.309 | 0 | 0 | 0.20301 | 0.19286 | 3.9305 | 1.0162 | 1.5019 | 0 | 1.5019 | 3.696 | 61.6001 | 0.20567 | 1.6467 | 1.0472 | 1.7 | 2.3252
2007-06-27 11:00 | 0.7365 | 68.54 | -133.9639 | 28.4468 | 0.70732 | 1.2619 | 0.93218 | 0.93218 | 1.7 | 0 | 0.5202 | 0.93218 | 135.3667 | 0 | 0 | 0 | 1.2619 | 0 | 0 | 0.76782 | 0.72943 | 2.4286 | 2.3679 | 1.9913 | 0 | 1.9913 | 5.5851 | 93.0851 | 0.20564 | 1.0254 | 1.0095 | 1.7 | 3.6298
2007-06-27 12:00 | 0.58807 | 75.5562 | -173.841 | 23.4437 | 0.57566 | 1.027 | 0 | 0 | 0 | 0 | 0 | 0 | 0 | 0.58963 | 0 | 0 | 1.027 | 0 | 0 | 0 | 0 | 0.43734 | 4.1601 | 0.43734 | 0 | 0.43734 | 6 | 100 | 0.20554 | 0 | 0.82157 | 0 | 5.1871
2007-06-27 13:00 | 0.56706 | 70.7962 | 139.9541 | 26.733 | 0.5551 | 0.99031 | 0.6813 | 0.6813 | 0 | 0 | 0 | 0.6813 | 145.3555 | 0.27315 | 0 | 0 | 0.99031 | 0.71716 | 0.6813 | 0 | 0 | 0 | 4.5537 | 0 | 0 | 0 | 6 | 100 | 0.20554 | 0.74943 | 0.79225 | 0 | 5.544
2007-06-27 14:00 | 0.67635 | 59.3387 | 121.3295 | 36.1086 | 0.64723 | 1.1547 | 1.019 | 1.019 | 0 | 0 | 0 | 1.019 | 113.311 | 0.082009 | 0 | 0 | 1.1547 | 1.0726 | 1.019 | 0 | 0 | 0 | 4.5537 | 0 | 0 | 0 | 6 | 100 | 0.20554 | 1.1209 | 0.92372 | 0 | 5.7083
2007-06-27 15:00 | 0.43698 | 46.1913 | 114.5064 | 48.1159 | 0.42444 | 0.7572 | 0 | 0 | 0 | 0 | 0 | 0 | 0 | 0.7572 | 0 | 0 | 0.7572 | 0 | 0 | 0 | 0 | 0 | 4.5537 | 0 | 0 | 0 | 6 | 100 | 0.20554 | 0 | 0.60576 | 0 | 5.3109
2007-06-27 16:00 | 0.42786 | 32.5592 | 112.0386 | 61.1939 | 0.39567 | 0.70587 | 0.79097 | 0.79097 | 0 | 0 | 0 | 0.79097 | 89.2415 | 0 | 1.1102e-16 | 0 | 0.70587 | 0.8326 | 0.79097 | 0 | 0 | 0 | 4.5537 | 0 | 0.12673 | -0.12673 | 5.8664 | 97.7736 | 0.20554 | 0.87007 | 0.5647 | 0 | 5.2596
2007-06-27 17:00 | 0.20369 | 18.7989 | 111.7325 | 74.7387 | 0.18833 | 0.33598 | 0.23187 | 0.23187 | 0 | 0 | 0 | 0.23187 | 144.9042 | 0 | 0 | 0 | 0.33598 | 0.24407 | 0.23187 | 0 | 0 | 0.14081 | 4.427 | 0.091914 | 0 | 0.091914 | 5.9536 | 99.2269 | 0.20552 | 0.25505 | 0.26879 | 0 | 4.7629
2007-06-27 18:00 | 0.04729 | 5.0831 | 112.9003 | 88.4728 | 0.040344 | 0.071974 | 0.74062 | 0.74062 | 0 | 0 | 0 | 0.74062 | 9.7182 | 0 | 0 | 0 | 0.071974 | 0.7796 | 0.74062 | 0 | 0 | 0.048893 | 4.5097 | 0 | 0.70762 | -0.70762 | 5.2077 | 86.7953 | 0.20552 | 0.81468 | 0.057579 | 0 | 4.5817
2007-06-27 19:00 | 0 | 0 | 115.4432 | 90 | 0 | 0 | 1.1577 | 1.1577 | 0 | 0 | 0 | 1.1577 | 0 | 0 | 2.2204e-16 | 0 | 0 | 1.2186 | 1.1577 | 0 | 0 | 0.83514 | 3.8021 | 0 | 1.2186 | -1.2186 | 3.9232 | 65.3867 | 0.20552 | 1.2734 | 0 | 0 | 3.8021
2007-06-27 20:00 | 0 | 0 | 119.6561 | 90 | 0 | 0 | 1.5728 | 1.5728 | 1.7 | 0 | 0.5202 | 1.5728 | 0 | 0 | 0 | 0 | 0 | 0 | 0 | 0.12716 | 0.1208 | 2.1891 | 2.5835 | 0.1208 | 0 | 0.1208 | 4.0378 | 67.2966 | 0.20554 | 1.7301 | 0 | 1.7 | 2.5835
2007-06-27 21:00 | 0 | 0 | 126.3005 | 90 | 0 | 0 | 0 | 0 | 1.4526 | 0 | 0.45267 | 0 | 0 | 0 | 0 | 0 | 0 | 0 | 0 | 1.4526 | 1.38 | 2.0683 | 2.6922 | 1.38 | 0 | 1.38 | 5.347 | 89.1163 | 0.20557 | 0 | 0 | 1.7 | 2.6922
2007-06-27 22:00 | 0 | 0 | 136.8556 | 90 | 0 | 0 | 0.35571 | 0.35571 | 0 | 0 | 0 | 0.35571 | 0 | 0 | 0 | 0 | 0 | 0.37443 | 0.35571 | 0 | 0 | 0.68835 | 3.9342 | 0 | 0.37443 | -0.37443 | 4.9523 | 82.5383 | 0.20557 | 0.39128 | 0 | 0 | 3.9342
2007-06-27 23:00 | 0 | 0 | 153.5626 | 90 | 0 | 0 | 0.030617 | 0.030617 | 0 | 0 | 0 | 0.030617 | 0 | 0 | 3.4694e-18 | 0 | 0 | 0.032228 | 0.030617 | 0 | 0 | 1.1044 | 3.5598 | 0 | 0.032228 | -0.032228 | 4.9183 | 81.9721 | 0.20557 | 0.033679 | 0 | 0 | 3.5598
2007-06-28 | 0 | 0 | 177.0443 | 90 | 0 | 0 | 0.04221 | 0.04221 | 0 | 0 | 0 | 0.04221 | 0 | 0 | 0 | 0 | 0 | 0.044431 | 0.04221 | 0 | 0 | 1.1402 | 3.5275 | 0 | 0.044431 | -0.044431 | 4.8715 | 81.1915 | 0.20557 | 0.046431 | 0 | 0 | 3.5275
2007-06-28 01:00 | 0 | 0 | -158.3524 | 90 | 0 | 0 | 0.38913 | 0.38913 | 0 | 0 | 0 | 0.38913 | 0 | 0 | 5.5511e-17 | 0 | 0 | 0.40961 | 0.38913 | 0 | 0 | 1.1896 | 3.4831 | 0 | 0.40961 | -0.40961 | 4.4397 | 73.9955 | 0.20557 | 0.42804 | 0 | 0 | 3.4831
2007-06-28 02:00 | 0 | 0 | -139.9767 | 90 | 0 | 0 | 0.17789 | 0.17789 | 0 | 0 | 0 | 0.17789 | 0 | 0 | 2.7756e-17 | 0 | 0 | 0.18725 | 0.17789 | 0 | 0 | 1.6447 | 3.0735 | 0 | 0.18725 | -0.18725 | 4.2424 | 70.7058 | 0.20557 | 0.19568 | 0 | 0 | 3.0735
2007-06-28 03:00 | 0 | 0 | -128.2374 | 90 | 0 | 0 | 0.35789 | 0.35789 | 0 | 0 | 0 | 0.35789 | 0 | 0 | 0 | 0 | 0 | 0.37672 | 0.35789 | 0 | 0 | 1.8527 | 2.8862 | 0 | 0.37672 | -0.37672 | 3.8453 | 64.0874 | 0.20557 | 0.39368 | 0 | 0 | 2.8862
2007-06-28 04:00 | 0 | 0 | -120.8706 | 90 | 0 | 0 | 0.05434 | 0.05434 | 0 | 0 | 0 | 0.05434 | 0 | 0 | 6.9389e-18 | 0 | 0 | 0.0572 | 0.05434 | 0 | 0 | 2.2713 | 2.5095 | 0 | 0.0572 | -0.0572 | 3.785 | 63.0825 | 0.20557 | 0.059774 | 0 | 0 | 2.5095
2007-06-28 05:00 | 0 | 0 | -116.196 | 90 | 0 | 0 | 0.27746 | 0.27746 | 0 | 0 | 0 | 0.27746 | 0 | 0 | 0 | 0 | 0 | 0.29206 | 0.27746 | 0 | 0 | 2.3349 | 2.4523 | 0 | 0.29206 | -0.29206 | 3.4771 | 57.9516 | 0.20557 | 0.3052 | 0 | 0 | 2.4523
2007-06-28 06:00 | 0.028921 | 1.994 | -113.3149 | 91.5893 | 0.020048 | 0.035766 | 0.52326 | 0.52326 | 0 | 0 | 0 | 0.52326 | 6.8352 | 0 | 0 | 0 | 0.035766 | 0.5508 | 0.52326 | 0 | 0 | 2.6594 | 2.1602 | 0 | 0.51504 | -0.51504 | 2.9342 | 48.9033 | 0.20557 | 0.57559 | 0.028613 | 0 | 2.196
2007-06-28 07:00 | 0.12357 | 15.6839 | -111.8403 | 77.8339 | 0.11977 | 0.21367 | 1.6983 | 1.6983 | 1.7 | 0 | 0.5202 | 1.6983 | 12.5813 | 0 | 0 | 0 | 0.21367 | 0 | 0 | 0.0016729 | 0.0015892 | 3.2316 | 1.6452 | 0.21526 | 0 | 0.21526 | 3.1384 | 52.3069 | 0.20559 | 1.8682 | 0.17094 | 1.7 | 1.8589
2007-06-28 08:00 | 0.29356 | 29.4506 | -111.7764 | 64.2237 | 0.28149 | 0.50218 | 1.6211 | 1.6211 | 1.7 | 0 | 0.5202 | 1.6211 | 30.9782 | 0 | 0 | 0 | 0.50218 | 0 | 0 | 0.078943 | 0.074996 | 3.0164 | 1.8389 | 0.57717 | 0 | 0.57717 | 3.686 | 61.4327 | 0.20565 | 1.7832 | 0.40174 | 1.7 | 2.3411
2007-06-28 09:00 | 0.65094 | 43.1366 | -113.6363 | 50.9993 | 0.60436 | 1.0782 | 0 | 0 | 1.4327 | 0 | 0.44722 | 0 | 0 | 0 | 0 | 0 | 1.0782 | 0 | 0 | 1.4327 | 1.361 | 2.4392 | 2.3584 | 2.4392 | 0 | 2.4392 | 6 | 100 | 0.20543 | 0 | 0.86255 | 1.7 | 3.4366
2007-06-28 10:00 | 0.75484 | 56.4539 | -119.1072 | 38.6565 | 0.71387 | 1.2735 | 0 | 0 | 0 | 0 | 0 | 0 | 0 | 1.2735 | 0 | 0 | 1.2735 | 0 | 0 | 0 | 0 | 0 | 4.5537 | 0 | 0 | 0 | 6 | 100 | 0.20543 | 0 | 1.0188 | 0 | 5.8272
2007-06-28 11:00 | 0.77195 | 68.5249 | -133.8018 | 28.4474 | 0.73905 | 1.3185 | 1.9994 | 1.9994 | 0.74686 | 0 | 0.25999 | 1.9994 | 65.9429 | 0 | 0 | 0 | 1.3185 | 1.3185 | 1.2525 | 0 | 0 | 0 | 4.5537 | 0 | 0 | 0 | 6 | 100 | 0.20543 | 2.1993 | 1.0548 | 1.7 | 5.8722
2007-06-28 12:00 | 0.7915 | 75.5866 | -173.6278 | 23.4111 | 0.76009 | 1.356 | 0.94917 | 0.94917 | 0 | 0 | 0 | 0.94917 | 142.8618 | 0.35687 | 0 | 0 | 1.356 | 0.99913 | 0.94917 | 0 | 0 | 0 | 4.5537 | 0 | 0 | 0 | 6 | 100 | 0.20543 | 1.0441 | 1.0848 | 0 | 5.9097
2007-06-28 13:00 | 0.44534 | 70.8566 | 139.9854 | 26.6765 | 0.44025 | 0.78541 | 2.1606 | 2.1606 | 1.4145 | 0 | 0.44225 | 2.1606 | 36.3513 | 1.1102e-16 | 0 | 0 | 0.78541 | 0.78541 | 0.74614 | 0 | 0 | 0 | 4.5537 | 0 | 0 | 0 | 6 | 100 | 0.20543 | 2.3767 | 0.62833 | 1.7 | 5.3391
2007-06-28 14:00 | 0.50311 | 59.3983 | 121.3018 | 36.0474 | 0.49222 | 0.87812 | 0.70934 | 0.70934 | 0 | 0 | 0 | 0.70934 | 123.7931 | 0.13144 | 0 | 0 | 0.87812 | 0.74668 | 0.70934 | 0 | 0 | 0 | 4.5537 | 0 | 0 | 0 | 6 | 100 | 0.20543 | 0.78028 | 0.70249 | 0 | 5.4318
2007-06-28 15:00 | 0.3838 | 46.2469 | 114.4694 | 48.0564 | 0.37618 | 0.67111 | 0 | 0 | 0 | 0 | 0 | 0 | 0 | 0.67111 | 0 | 0 | 0.67111 | 0 | 0 | 0 | 0 | 0 | 4.5537 | 0 | 0 | 0 | 6 | 100 | 0.20543 | 0 | 0.53688 | 0 | 5.2248
2007-06-28 16:00 | 0.2695 | 32.6109 | 111.9998 | 61.1375 | 0.2636 | 0.47027 | 2.1668 | 2.1668 | 1.7 | 0 | 0.5202 | 2.1668 | 21.7031 | 1.6653e-16 | 0 | 0 | 0.47027 | 0.49139 | 0.46682 | 0 | 0 | 0 | 4.5537 | 0 | 0.02112 | -0.02112 | 5.9778 | 99.629 | 0.20543 | 2.3835 | 0.37621 | 1.7 | 5.024
2007-06-28 17:00 | 0.087126 | 18.8469 | 111.6923 | 74.6855 | 0.08636 | 0.15407 | 1.6025 | 1.6025 | 1.4784 | 0 | 0.4597 | 1.6025 | 9.6144 | 2.3592e-16 | 0 | 0 | 0.15407 | 0.1306 | 0.12407 | 0 | 0 | 0.023466 | 4.5326 | 0.023466 | 0 | 0.023466 | 6 | 100 | 0.20543 | 1.7627 | 0.12325 | 1.7 | 4.6866
2007-06-28 18:00 | 0.029234 | 5.127 | 112.8574 | 88.4232 | 0.028485 | 0.050818 | 1.0151 | 1.0151 | 0 | 0 | 0 | 1.0151 | 5.0063 | 0 | 0 | 0 | 0.050818 | 1.0685 | 1.0151 | 0 | 0 | 0 | 4.5537 | 0 | 1.0177 | -1.0177 | 4.9273 | 82.1214 | 0.20543 | 1.1166 | 0.040654 | 0 | 4.6045
2007-06-28 19:00 | 0 | 0 | 115.3957 | 90 | 0 | 0 | 0 | 0 | 0 | 0 | 0 | 0 | 0 | 0 | 0 | 0 | 0 | 0 | 0 | 0 | 0 | 1.1307 | 3.536 | 0 | 0 | 0 | 4.9273 | 82.1214 | 0.20543 | 0 | 0 | 0 | 3.536
2007-06-28 20:00 | 0 | 0 | 119.6007 | 90 | 0 | 0 | 0.71369 | 0.71369 | 0 | 0 | 0 | 0.71369 | 0 | 0 | 1.1102e-16 | 0 | 0 | 0.75125 | 0.71369 | 0 | 0 | 1.1307 | 3.536 | 0 | 0.75125 | -0.75125 | 4.1354 | 68.9233 | 0.20543 | 0.78506 | 0 | 0 | 3.536
2007-06-28 21:00 | 0 | 0 | 126.2328 | 90 | 0 | 0 | 0 | 0 | 0 | 0 | 0 | 0 | 0 | 0 | 0 | 0 | 0 | 0 | 0 | 0 | 0 | 1.9655 | 2.7848 | 0 | 0 | 0 | 4.1354 | 68.9233 | 0.20543 | 0 | 0 | 0 | 2.7848
2007-06-28 22:00 | 0 | 0 | 136.7704 | 90 | 0 | 0 | 0.42737 | 0.42737 | 0 | 0 | 0 | 0.42737 | 0 | 0 | 0 | 0 | 0 | 0.44987 | 0.42737 | 0 | 0 | 1.9655 | 2.7848 | 0 | 0.44987 | -0.44987 | 3.6612 | 61.0199 | 0.20543 | 0.47011 | 0 | 0 | 2.7848
2007-06-28 23:00 | 0 | 0 | 153.46 | 90 | 0 | 0 | 0 | 0 | 0 | 0 | 0 | 0 | 0 | 0 | 0 | 0 | 0 | 0 | 0 | 0 | 0 | 2.4653 | 2.3349 | 0 | 0 | 0 | 3.6612 | 61.0199 | 0.20543 | 0 | 0 | 0 | 2.3349
2007-06-29 | 0 | 0 | 176.9489 | 90 | 0 | 0 | 0.19512 | 0.19512 | 0 | 0 | 0 | 0.19512 | 0 | 0 | 0 | 0 | 0 | 0.20539 | 0.19512 | 0 | 0 | 2.4653 | 2.3349 | 0 | 0.20539 | -0.20539 | 3.4447 | 57.4116 | 0.20543 | 0.21463 | 0 | 0 | 2.3349
2007-06-29 01:00 | 0 | 0 | -158.4007 | 90 | 0 | 0 | 0.20711 | 0.20711 | 0 | 0 | 0 | 0.20711 | 0 | 0 | 2.7756e-17 | 0 | 0 | 0.21801 | 0.20711 | 0 | 0 | 2.6935 | 2.1295 | 0 | 0.21801 | -0.21801 | 3.2149 | 53.5817 | 0.20543 | 0.22782 | 0 | 0 | 2.1295
2007-06-29 02:00 | 0 | 0 | -139.9844 | 90 | 0 | 0 | 0.32936 | 0.32936 | 0 | 0 | 0 | 0.32936 | 0 | 0 | 5.5511e-17 | 0 | 0 | 0.34669 | 0.32936 | 0 | 0 | 2.9358 | 1.9115 | 0 | 0.34669 | -0.34669 | 2.8495 | 47.4909 | 0.20543 | 0.36229 | 0 | 0 | 1.9115
2007-06-29 03:00 | 0 | 0 | -128.2242 | 90 | 0 | 0 | 0.53023 | 0.53023 | 0 | 0 | 0 | 0.53023 | 0 | 0 | 0 | 0 | 0 | 0.55814 | 0.53023 | 0 | 0 | 3.321 | 1.5648 | 0 | 0.55814 | -0.55814 | 2.2611 | 37.6855 | 0.20543 | 0.58325 | 0 | 0 | 1.5648
2007-06-29 04:00 | 0 | 0 | -120.8472 | 90 | 0 | 0 | 0.079395 | 0.079395 | 0 | 0 | 0 | 0.079395 | 0 | 0 | 1.3878e-17 | 0 | 0 | 0.083574 | 0.079395 | 0 | 0 | 3.9411 | 1.0067 | 0 | 0.083574 | -0.083574 | 2.173 | 36.2172 | 0.20543 | 0.087335 | 0 | 0 | 1.0067
2007-06-29 05:00 | 0 | 0 | -116.1664 | 90 | 0 | 0 | 0.16748 | 0.16748 | 0 | 0 | 0 | 0.16748 | 0 | 0 | 0 | 0 | 0 | 0.1763 | 0.16748 | 0 | 0 | 4.034 | 0.9231 | 0 | 0.1763 | -0.1763 | 1.9872 | 33.12 | 0.20543 | 0.18423 | 0 | 0 | 0.9231
2007-06-29 06:00 | 0.040498 | 1.9391 | -113.2797 | 91.6386 | 0.0095864 | 0.017102 | 0 | 0 | 0 | 0 | 0 | 0 | 0 | 0 | 0 | 0 | 0.017102 | 0 | 0 | 0 | 0 | 4.2299 | 0.74681 | 0.017102 | 0 | 0.017102 | 2.0034 | 33.3904 | 0.20543 | 0 | 0.013682 | 0 | 0.76391
2007-06-29 07:00 | 0.28013 | 15.6328 | -111.7982 | 77.8784 | 0.22203 | 0.3961 | 1.668 | 1.668 | 1.7 | 0 | 0.5202 | 1.668 | 23.7463 | 0 | 0 | 0 | 0.3961 | 0 | 0 | 0.031952 | 0.030354 | 4.2128 | 0.7622 | 0.42645 | 0 | 0.42645 | 2.408 | 40.1332 | 0.20547 | 1.8349 | 0.31688 | 1.7 | 1.1583
2007-06-29 08:00 | 0.53054 | 29.404 | -111.724 | 64.2623 | 0.47295 | 0.84374 | 0.89716 | 0.89716 | 1.7 | 0 | 0.5202 | 0.89716 | 94.0463 | 0 | 0 | 0 | 0.84374 | 0 | 0 | 0.80284 | 0.7627 | 3.7863 | 1.146 | 1.6064 | 0 | 1.6064 | 3.932 | 65.5333 | 0.20553 | 0.98687 | 0.67499 | 1.7 | 1.9897
2007-06-29 09:00 | 0.51276 | 43.0959 | -113.5664 | 51.0298 | 0.48645 | 0.86783 | 0.98081 | 0.98081 | 1.7 | 0 | 0.5202 | 0.98081 | 88.4809 | 0 | 0 | 0 | 0.86783 | 0 | 0 | 0.71919 | 0.68323 | 2.1799 | 2.5918 | 1.5511 | 0 | 1.5511 | 5.4035 | 90.0576 | 0.2056 | 1.0789 | 0.69427 | 1.7 | 3.4596
2007-06-29 10:00 | 0.54551 | 56.4229 | -119.0035 | 38.6742 | 0.52915 | 0.944 | 0 | 0 | 0 | 0 | 0 | 0 | 0 | 0.31518 | 0 | 0 | 0.944 | 0 | 0 | 0 | 0 | 0.62881 | 3.9878 | 0.62881 | 0 | 0.62881 | 6 | 100 | 0.20546 | 0 | 0.7552 | 0 | 4.9318
2007-06-29 11:00 | 0.80111 | 68.5143 | -133.6261 | 28.4424 | 0.76526 | 1.3652 | 1.1586 | 1.1586 | 0 | 0 | 0 | 1.1586 | 117.8338 | 0.14564 | 0 | 0 | 1.3652 | 1.2196 | 1.1586 | 0 | 0 | 0 | 4.5537 | 0 | 0 | 0 | 6 | 100 | 0.20546 | 1.2745 | 1.0922 | 0 | 5.9189
2007-06-29 12:00 | 0.86395 | 75.6238 | -173.4121 | 23.3716 | 0.82565 | 1.473 | 0 | 0 | 0 | 0 | 0 | 0 | 0 | 1.473 | 0 | 0 | 1.473 | 0 | 0 | 0 | 0 | 0 | 4.5537 | 0 | 0 | 0 | 6 | 100 | 0.20546 | 0 | 1.1784 | 0 | 6.0266
2007-06-29 13:00 | 0.69414 | 70.9216 | 140.0014 | 26.6144 | 0.67076 | 1.1966 | 3.1576 | 3.08 | 1.7 | 0 | 0.5202 | 3.08 | 38.8521 | 0 | 0.077568 | 0.39332 | 1.1966 | 1.4526 | 1.38 | 0 | 0 | 0 | 4.5537 | 0 | 0.25599 | -0.25599 | 5.7302 | 95.5028 | 0.20546 | 3.4733 | 0.95732 | 1.7 | 5.7503
2007-06-29 14:00 | 0.48342 | 59.4601 | 121.2612 | 35.9824 | 0.47405 | 0.84571 | 2.2475 | 2.2475 | 1.7 | 0 | 0.5202 | 2.2475 | 37.6292 | 0 | 0 | 0 | 0.84571 | 0.5763 | 0.54748 | 0 | 0 | 0.28443 | 4.2977 | 0.26941 | 0 | 0.26941 | 5.9858 | 99.7625 | 0.20549 | 2.4722 | 0.67657 | 1.7 | 5.1434
2007-06-29 15:00 | 0.47152 | 46.3034 | 114.4223 | 47.9947 | 0.45513 | 0.81195 | 1.2287 | 1.2287 | 0 | 0 | 0 | 1.2287 | 66.0849 | 0 | 0 | 0 | 0.81195 | 1.2933 | 1.2287 | 0 | 0 | 0.015019 | 4.5402 | 0 | 0.48136 | -0.48136 | 5.4784 | 91.3059 | 0.20549 | 1.3515 | 0.64956 | 0 | 5.3521
2007-06-29 16:00 | 0.35987 | 32.6627 | 111.9527 | 61.0799 | 0.34167 | 0.60954 | 0 | 0 | 0 | 0 | 0 | 0 | 0 | 0.059676 | 0 | 0 | 0.60954 | 0 | 0 | 0 | 0 | 0.54987 | 4.0588 | 0.54987 | 0 | 0.54987 | 6 | 100 | 0.20536 | 0 | 0.48763 | 0 | 4.6684
2007-06-29 17:00 | 0.20464 | 18.8941 | 111.6449 | 74.632 | 0.18935 | 0.33779 | 1.0854 | 1.0854 | 0 | 0 | 0 | 1.0854 | 31.1221 | 0 | 0 | 0 | 0.33779 | 1.1425 | 1.0854 | 0 | 0 | 0 | 4.5537 | 0 | 0.80471 | -0.80471 | 5.1518 | 85.8627 | 0.20536 | 1.1939 | 0.27023 | 0 | 4.8915
2007-06-29 18:00 | 0.049661 | 5.1696 | 112.8078 | 88.3739 | 0.041556 | 0.074137 | 1.5421 | 1.5421 | 1.7 | 0 | 0.5202 | 1.5421 | 4.8076 | 0 | 0 | 0 | 0.074137 | 0 | 0 | 0.15794 | 0.15004 | 0.89412 | 3.749 | 0.22418 | 0 | 0.22418 | 5.3644 | 89.4073 | 0.20539 | 1.6963 | 0.059309 | 1.7 | 3.8231
2007-06-29 19:00 | 0 | 0 | 115.3415 | 90 | 0 | 0 | 0.70983 | 0.70983 | 0 | 0 | 0 | 0.70983 | 0 | 0 | 1.1102e-16 | 0 | 0 | 0.74719 | 0.70983 | 0 | 0 | 0.66994 | 3.9507 | 0 | 0.74719 | -0.74719 | 4.5768 | 76.2805 | 0.20539 | 0.78082 | 0 | 0 | 3.9507
2007-06-29 20:00 | 0 | 0 | 119.5386 | 90 | 0 | 0 | 0 | 0 | 0 | 0 | 0 | 0 | 0 | 0 | 0 | 0 | 0 | 0 | 0 | 0 | 0 | 1.5002 | 3.2035 | 0 | 0 | 0 | 4.5768 | 76.2805 | 0.20539 | 0 | 0 | 0 | 3.2035
2007-06-29 21:00 | 0 | 0 | 126.1582 | 90 | 0 | 0 | 0.52852 | 0.52852 | 0 | 0 | 0 | 0.52852 | 0 | 0 | 1.1102e-16 | 0 | 0 | 0.55633 | 0.52852 | 0 | 0 | 1.5002 | 3.2035 | 0 | 0.55633 | -0.55633 | 3.9904 | 66.5067 | 0.20539 | 0.58137 | 0 | 0 | 3.2035
2007-06-29 22:00 | 0 | 0 | 136.6783 | 90 | 0 | 0 | 0.3022 | 0.3022 | 0 | 0 | 0 | 0.3022 | 0 | 0 | 0 | 0 | 0 | 0.31811 | 0.3022 | 0 | 0 | 2.1183 | 2.6472 | 0 | 0.31811 | -0.31811 | 3.6551 | 60.9182 | 0.20539 | 0.33242 | 0 | 0 | 2.6472
2007-06-29 23:00 | 0 | 0 | 153.3525 | 90 | 0 | 0 | 0.22923 | 0.22923 | 0 | 0 | 0 | 0.22923 | 0 | 0 | 2.7756e-17 | 0 | 0 | 0.2413 | 0.22923 | 0 | 0 | 2.4718 | 2.3291 | 0 | 0.2413 | -0.2413 | 3.4007 | 56.679 | 0.20539 | 0.25216 | 0 | 0 | 2.3291
2007-06-30 | 0 | 0 | 176.8535 | 90 | 0 | 0 | 0.14071 | 0.14071 | 0 | 0 | 0 | 0.14071 | 0 | 0 | 2.7756e-17 | 0 | 0 | 0.14811 | 0.14071 | 0 | 0 | 2.7399 | 2.0878 | 0 | 0.14811 | -0.14811 | 3.2446 | 54.0769 | 0.20539 | 0.15478 | 0 | 0 | 2.0878
2007-06-30 01:00 | 0 | 0 | -158.4434 | 90 | 0 | 0 | 0.33847 | 0.33847 | 0 | 0 | 0 | 0.33847 | 0 | 0 | 5.5511e-17 | 0 | 0 | 0.35629 | 0.33847 | 0 | 0 | 2.9044 | 1.9397 | 0 | 0.35629 | -0.35629 | 2.8691 | 47.8177 | 0.20539 | 0.37232 | 0 | 0 | 1.9397
2007-06-30 02:00 | 0 | 0 | -139.9845 | 90 | 0 | 0 | 0.0096475 | 0.0096475 | 0 | 0 | 0 | 0.0096475 | 0 | 0 | 0 | 0 | 0 | 0.010155 | 0.0096475 | 0 | 0 | 3.3003 | 1.5834 | 0 | 0.010155 | -0.010155 | 2.8584 | 47.6392 | 0.20539 | 0.010612 | 0 | 0 | 1.5834
2007-06-30 03:00 | 0 | 0 | -128.2034 | 90 | 0 | 0 | 0.027188 | 0.027188 | 0 | 0 | 0 | 0.027188 | 0 | 0 | 0 | 0 | 0 | 0.028619 | 0.027188 | 0 | 0 | 3.3116 | 1.5733 | 0 | 0.028619 | -0.028619 | 2.8282 | 47.1365 | 0.20539 | 0.029907 | 0 | 0 | 1.5733
2007-06-30 04:00 | 0 | 0 | -120.8166 | 90 | 0 | 0 | 0.61281 | 0.61281 | 0 | 0 | 0 | 0.61281 | 0 | 0 | 1.1102e-16 | 0 | 0 | 0.64506 | 0.61281 | 0 | 0 | 3.3434 | 1.5446 | 0 | 0.64506 | -0.64506 | 2.1482 | 35.8039 | 0.20539 | 0.67409 | 0 | 0 | 1.5446
2007-06-30 05:00 | 0 | 0 | -116.1297 | 90 | 0 | 0 | 0.09978 | 0.09978 | 0 | 0 | 0 | 0.09978 | 0 | 0 | 0 | 0 | 0 | 0.10503 | 0.09978 | 0 | 0 | 4.0601 | 0.89957 | 0 | 0.10503 | -0.10503 | 2.0375 | 33.9587 | 0.20539 | 0.10976 | 0 | 0 | 0.89957
2007-06-30 06:00 | 0.025245 | 1.8837 | -113.2375 | 91.6873 | 0.020028 | 0.035731 | 0.36176 | 0.36176 | 0 | 0 | 0 | 0.36176 | 9.8769 | 0 | 0 | 0 | 0.035731 | 0.3808 | 0.36176 | 0 | 0 | 4.1768 | 0.79454 | 0 | 0.34507 | -0.34507 | 1.6738 | 27.8964 | 0.20539 | 0.39794 | 0.028584 | 0 | 0.83027
2007-06-30 07:00 | 0.090062 | 15.5818 | -111.749 | 77.9217 | 0.088949 | 0.15868 | 1.612 | 1.612 | 1.7 | 0 | 0.5202 | 1.612 | 9.844 | 0 | 0 | 0 | 0.15868 | 0 | 0 | 0.088005 | 0.083605 | 4.5602 | 0.44947 | 0.24229 | 0 | 0.24229 | 1.9036 | 31.7273 | 0.20541 | 1.7732 | 0.12695 | 1.7 | 0.60816
2007-06-30 08:00 | 0.17346 | 29.3582 | -111.6638 | 64.299 | 0.17182 | 0.30652 | 1.28 | 1.28 | 1.7 | 0 | 0.5202 | 1.28 | 23.9476 | 0 | 0 | 0 | 0.30652 | 0 | 0 | 0.42002 | 0.39902 | 4.318 | 0.66753 | 0.70554 | 0 | 0.70554 | 2.573 | 42.8829 | 0.20549 | 1.408 | 0.24522 | 1.7 | 0.97406
2007-06-30 09:00 | 0.28298 | 43.0569 | -113.4875 | 51.0575 | 0.27994 | 0.49941 | 1.449 | 1.449 | 1.7 | 0 | 0.5202 | 1.449 | 34.4657 | 0 | 0 | 0 | 0.49941 | 0 | 0 | 0.25099 | 0.23844 | 3.6124 | 1.3025 | 0.73785 | 0 | 0.73785 | 3.273 | 54.5494 | 0.20557 | 1.5939 | 0.39953 | 1.7 | 1.8019
2007-06-30 10:00 | 0.49932 | 56.3947 | -118.8885 | 38.6878 | 0.4874 | 0.86951 | 3.4597 | 3.08 | 1.7 | 0 | 0.5202 | 3.08 | 28.231 | 2.2204e-16 | 0.37971 | 0.72568 | 0.86951 | 1.4526 | 1.38 | 0 | 0 | 2.8746 | 1.9666 | 0 | 0.58312 | -0.58312 | 2.6583 | 44.3051 | 0.20557 | 3.8057 | 0.69561 | 1.7 | 2.8361
2007-06-30 11:00 | 0.66481 | 68.5083 | -133.4369 | 28.4317 | 0.64334 | 1.1477 | 0.055735 | 0.055735 | 1.5084 | 0 | 0.46788 | 0.055735 | 2059.25 | 2.2204e-16 | 0 | 0 | 1.1477 | 0 | 0 | 1.4526 | 1.38 | 3.5225 | 1.3835 | 2.5277 | 0 | 2.5277 | 5.0563 | 84.2718 | 0.20536 | 0.061308 | 0.91818 | 1.7 | 2.5312
2007-06-30 12:00 | 0.67179 | 75.6676 | -173.194 | 23.3253 | 0.65242 | 1.1639 | 1.3875 | 1.3875 | 1.2268 | 0 | 0.39101 | 1.3875 | 83.8854 | 0 | 0 | 0 | 1.1639 | 0.16917 | 0.16071 | 0 | 0 | 0.99474 | 3.6584 | 0.99474 | 0 | 0.99474 | 6 | 100 | 0.2054 | 1.5263 | 0.93113 | 1.7 | 4.8223
2007-06-30 13:00 | 0.54809 | 70.9912 | 140.0017 | 26.5466 | 0.53761 | 0.95909 | 0.1045 | 0.1045 | 0 | 0 | 0 | 0.1045 | 917.7615 | 0.84909 | 0 | 0 | 0.95909 | 0.11 | 0.1045 | 0 | 0 | 0 | 4.5537 | 0 | 0 | 0 | 6 | 100 | 0.2054 | 0.11495 | 0.76727 | 0 | 5.5128
2007-06-30 14:00 | 0.46362 | 59.5242 | 121.2076 | 35.9138 | 0.45562 | 0.81282 | 1.4537 | 1.4537 | 0.68155 | 0 | 0.24216 | 1.4537 | 55.9128 | 1.1102e-16 | 0 | 0 | 0.81282 | 0.81282 | 0.77218 | 0 | 0 | 0 | 4.5537 | 0 | 0 | 0 | 6 | 100 | 0.2054 | 1.5991 | 0.65026 | 1.7 | 5.3665
2007-06-30 15:00 | 0.58268 | 46.3608 | 114.3652 | 47.9308 | 0.55085 | 0.98272 | 1.4212 | 1.4212 | 0.48764 | 0 | 0.18922 | 1.4212 | 69.1462 | 1.1102e-16 | 0 | 0 | 0.98272 | 0.98272 | 0.93358 | 0 | 0 | 0 | 4.5537 | 0 | 0 | 0 | 6 | 100 | 0.2054 | 1.5633 | 0.78618 | 1.7 | 5.5364
2007-06-30 16:00 | 0.31022 | 32.7144 | 111.8974 | 61.0211 | 0.29996 | 0.53512 | 2.234 | 2.234 | 1.7 | 0 | 0.5202 | 2.234 | 23.9532 | 0 | 0 | 0 | 0.53512 | 0.56213 | 0.53403 | 0 | 0 | 0 | 4.5537 | 0 | 0.027011 | -0.027011 | 5.9715 | 99.5255 | 0.2054 | 2.4574 | 0.4281 | 1.7 | 5.0888
2007-06-30 17:00 | 0.1134 | 18.9406 | 111.5901 | 74.5782 | 0.11205 | 0.1999 | 1.5405 | 1.5405 | 1.3791 | 0 | 0.43259 | 1.5405 | 12.9763 | 0 | 0 | 0 | 0.1999 | 0.16988 | 0.16139 | 0 | 0 | 0.030012 | 4.5267 | 0.030012 | 0 | 0.030012 | 6 | 100 | 0.2054 | 1.6945 | 0.15992 | 1.7 | 4.7266
2007-06-30 18:00 | 0.075139 | 5.2106 | 112.7514 | 88.3252 | 0.037285 | 0.066517 | 0.35299 | 0.35299 | 0 | 0 | 0 | 0.35299 | 18.8437 | 0 | 0 | 0 | 0.066517 | 0.37157 | 0.35299 | 0 | 0 | 0 | 4.5537 | 0 | 0.30506 | -0.30506 | 5.6785 | 94.6407 | 0.2054 | 0.38829 | 0.053213 | 0 | 4.6202
2007-06-30 19:00 | 0 | 0 | 115.2807 | 90 | 0 | 0 | 0.18561 | 0.18561 | 0 | 0 | 0 | 0.18561 | 0 | 0 | 2.7756e-17 | 0 | 0 | 0.19538 | 0.18561 | 0 | 0 | 0.33895 | 4.2486 | 0 | 0.19538 | -0.19538 | 5.4725 | 91.2083 | 0.2054 | 0.20417 | 0 | 0 | 4.2486
2007-06-30 20:00 | 0 | 0 | 119.4697 | 90 | 0 | 0 | 1.3045 | 1.3045 | 1.7 | 0 | 0.5202 | 1.3045 | 0 | 0 | 0 | 0 | 0 | 0 | 0 | 0.39554 | 0.37576 | 0.55604 | 4.0533 | 0.37576 | 0 | 0.37576 | 5.829 | 97.1496 | 0.20545 | 1.4349 | 0 | 1.7 | 4.0533
2007-06-30 21:00 | 0 | 0 | 126.0768 | 90 | 0 | 0 | 1.3854 | 1.3854 | 1.5751 | 0 | 0.48611 | 1.3854 | 0 | 8.3267e-17 | 0 | 0 | 0 | 0 | 0 | 0.18976 | 0.18028 | 0.18028 | 4.3914 | 0.18028 | 0 | 0.18028 | 6 | 100 | 0.20547 | 1.5239 | 0 | 1.7 | 4.3914
2007-06-30 22:00 | 0 | 0 | 136.5797 | 90 | 0 | 0 | 0.77718 | 0.77718 | 0 | 0 | 0 | 0.77718 | 0 | 0 | 1.1102e-16 | 0 | 0 | 0.81808 | 0.77718 | 0 | 0 | 0 | 4.5537 | 0 | 0.81808 | -0.81808 | 5.1377 | 85.6278 | 0.20547 | 0.85489 | 0 | 0 | 4.5537
2007-06-30 23:00 | 0 | 0 | 153.2401 | 90 | 0 | 0 | 0 | 0 | 0 | 0 | 0 | 0 | 0 | 0 | 0 | 0 | 0 | 0 | 0 | 0 | 0 | 0.90898 | 3.7356 | 0 | 0 | 0 | 5.1377 | 85.6278 | 0.20547 | 0 | 0 | 0 | 3.7356
2007-07-01 | 0 | 0 | 176.7583 | 90 | 0 | 0 | 0 | 0 | 0 | 0 | 0 | 0 | 0 | 0 | 0 | 0 | 0 | 0 | 0 | 0 | 0 | 0.90898 | 3.7356 | 0 | 0 | 0 | 5.1377 | 85.6278 | 0.20547 | 0 | 0 | 0 | 3.7356
2007-07-01 01:00 | 0 | 0 | -158.4805 | 90 | 0 | 0 | 0 | 0 | 0 | 0 | 0 | 0 | 0 | 0 | 0 | 0 | 0 | 0 | 0 | 0 | 0 | 0.90898 | 3.7356 | 0 | 0 | 0 | 5.1377 | 85.6278 | 0.20547 | 0 | 0 | 0 | 3.7356
2007-07-01 02:00 | 0 | 0 | -139.9768 | 90 | 0 | 0 | 0 | 0 | 0 | 0 | 0 | 0 | 0 | 0 | 0 | 0 | 0 | 0 | 0 | 0 | 0 | 0.90898 | 3.7356 | 0 | 0 | 0 | 5.1377 | 85.6278 | 0.20547 | 0 | 0 | 0 | 3.7356
2007-07-01 03:00 | 0 | 0 | -128.1749 | 90 | 0 | 0 | 0.20573 | 0.20573 | 0 | 0 | 0 | 0.20573 | 0 | 0 | 2.7756e-17 | 0 | 0 | 0.21655 | 0.20573 | 0 | 0 | 0.90898 | 3.7356 | 0 | 0.21655 | -0.21655 | 4.9094 | 81.8234 | 0.20547 | 0.2263 | 0 | 0 | 3.7356
2007-07-01 04:00 | 0 | 0 | -120.7786 | 90 | 0 | 0 | 0.0022384 | 0.0022384 | 0 | 0 | 0 | 0.0022384 | 0 | 0 | 0 | 0 | 0 | 0.0023562 | 0.0022384 | 0 | 0 | 1.1496 | 3.5191 | 0 | 0.0023562 | -0.0023562 | 4.9069 | 81.782 | 0.20547 | 0.0024623 | 0 | 0 | 3.5191
2007-07-01 05:00 | 0 | 0 | -116.0862 | 90 | 0 | 0 | 0.27839 | 0.27839 | 0 | 0 | 0 | 0.27839 | 0 | 0 | 0 | 0 | 0 | 0.29304 | 0.27839 | 0 | 0 | 1.1522 | 3.5167 | 0 | 0.29304 | -0.29304 | 4.598 | 76.6338 | 0.20547 | 0.30623 | 0 | 0 | 3.5167
2007-07-01 06:00 | 0.033905 | 1.8278 | -113.1885 | 91.7356 | 0.015192 | 0.027103 | 0 | 0 | 0 | 0 | 0 | 0 | 0 | 0 | 0 | 0 | 0.027103 | 0 | 0 | 0 | 0 | 1.4778 | 3.2237 | 0.027103 | 0 | 0.027103 | 4.6237 | 77.0623 | 0.20547 | 0 | 0.021682 | 0 | 3.2508
2007-07-01 07:00 | 0.15888 | 15.5311 | -111.6926 | 77.9637 | 0.14701 | 0.26226 | 0 | 0 | 0 | 0 | 0 | 0 | 0 | 0 | 0 | 0 | 0.26226 | 0 | 0 | 0 | 0 | 1.4507 | 3.2481 | 0.26226 | 0 | 0.26226 | 4.8726 | 81.2091 | 0.20541 | 0 | 0.20981 | 0 | 3.5103
2007-07-01 08:00 | 0.1579 | 29.3133 | -111.5959 | 64.3337 | 0.1566 | 0.27938 | 0.66682 | 0.66682 | 0 | 0 | 0 | 0.66682 | 41.897 | 0 | 1.1102e-16 | 0 | 0.27938 | 0.70191 | 0.66682 | 0 | 0 | 1.1884 | 3.4841 | 0 | 0.42254 | -0.42254 | 4.4272 | 73.7858 | 0.20541 | 0.7335 | 0.2235 | 0 | 3.7635
2007-07-01 09:00 | 0.49293 | 43.0196 | -113.3996 | 51.0823 | 0.46968 | 0.83791 | 1.3199 | 1.3199 | 1.7 | 0 | 0.5202 | 1.3199 | 63.4832 | 5.5511e-17 | 0 | 0 | 0.83791 | 0 | 0 | 0.3801 | 0.3611 | 1.6579 | 3.0616 | 1.199 | 0 | 1.199 | 5.5646 | 92.7438 | 0.20553 | 1.4519 | 0.67033 | 1.7 | 3.8995
2007-07-01 10:00 | 0.69264 | 56.3692 | -118.7624 | 38.6973 | 0.65897 | 1.1756 | 0.66517 | 0.66517 | 0 | 0 | 0 | 0.66517 | 176.7371 | 0.016504 | 0 | 0 | 1.1756 | 0.70018 | 0.66517 | 0 | 0 | 0.45892 | 4.1407 | 0.45892 | 0 | 0.45892 | 6 | 100 | 0.20542 | 0.73169 | 0.94048 | 0 | 5.3163
2007-07-01 11:00 | 0.5612 | 68.5068 | -133.2341 | 28.4153 | 0.54914 | 0.97966 | 3.3778 | 3.08 | 1.7 | 0 | 0.5202 | 3.08 | 31.8071 | 2.2204e-16 | 0.29781 | 0.63559 | 0.97966 | 1.4526 | 1.38 | 0 | 0 | 0 | 4.5537 | 0 | 0.47297 | -0.47297 | 5.5015 | 91.6907 | 0.20542 | 3.7156 | 0.78373 | 1.7 | 5.5333
2007-07-01 12:00 | 0.62787 | 75.7181 | -172.9734 | 23.2723 | 0.61245 | 1.0926 | 0 | 0 | 0 | 0 | 0 | 0 | 0 | 0.56709 | 0 | 0 | 1.0926 | 0 | 0 | 0 | 0 | 0.52553 | 4.0807 | 0.52553 | 0 | 0.52553 | 6 | 100 | 0.20531 | 0 | 0.87409 | 0 | 5.1733
2007-07-01 13:00 | 0.86778 | 71.0653 | 139.9859 | 26.4732 | 0.82728 | 1.4759 | 0.59389 | 0.59389 | 0 | 0 | 0 | 0.59389 | 248.5069 | 0.85071 | 0 | 0 | 1.4759 | 0.62515 | 0.59389 | 0 | 0 | 0 | 4.5537 | 0 | 0 | 0 | 6 | 100 | 0.20531 | 0.65328 | 1.1807 | 0 | 6.0296
2007-07-01 14:00 | 0.56032 | 59.5904 | 121.1407 | 35.8417 | 0.54453 | 0.97144 | 0.20673 | 0.20673 | 0 | 0 | 0 | 0.20673 | 469.914 | 0.75383 | 0 | 0 | 0.97144 | 0.21761 | 0.20673 | 0 | 0 | 0 | 4.5537 | 0 | 0 | 0 | 6 | 100 | 0.20531 | 0.2274 | 0.77715 | 0 | 5.5251
2007-07-01 15:00 | 0.40268 | 46.4189 | 114.2981 | 47.8648 | 0.39367 | 0.70231 | 0.01044 | 0.01044 | 0 | 0 | 0 | 0.01044 | 6727.161 | 0.69132 | 0 | 0 | 0.70231 | 0.010989 | 0.01044 | 0 | 0 | 0 | 4.5537 | 0 | 0 | 0 | 6 | 100 | 0.20531 | 0.011484 | 0.56185 | 0 | 5.256
2007-07-01 16:00 | 0.23573 | 32.766 | 111.8337 | 60.9614 | 0.23233 | 0.41447 | 0.18598 | 0.18598 | 0 | 0 | 0 | 0.18598 | 222.8567 | 0.2187 | 0 | 0 | 0.41447 | 0.19577 | 0.18598 | 0 | 0 | 0 | 4.5537 | 0 | 0 | 0 | 6 | 100 | 0.20531 | 0.20458 | 0.33158 | 0 | 4.9682
2007-07-01 17:00 | 0.20913 | 18.9862 | 111.528 | 74.5243 | 0.19287 | 0.34409 | 0 | 0 | 0 | 0 | 0 | 0 | 0 | 0.34409 | 0 | 0 | 0.34409 | 0 | 0 | 0 | 0 | 0 | 4.5537 | 0 | 0 | 0 | 6 | 100 | 0.20531 | 0 | 0.27527 | 0 | 4.8978
2007-07-01 18:00 | 0.057754 | 5.2502 | 112.6882 | 88.2769 | 0.043072 | 0.07684 | 0.11529 | 0.11529 | 0 | 0 | 0 | 0.11529 | 66.6465 | 0 | 0 | 0 | 0.07684 | 0.12136 | 0.11529 | 0 | 0 | 0 | 4.5537 | 0 | 0.044523 | -0.044523 | 5.9531 | 99.2178 | 0.20531 | 0.12682 | 0.061472 | 0 | 4.6305
2007-07-01 19:00 | 0 | 0 | 115.2133 | 90 | 0 | 0 | 3.1306 | 3.08 | 1.7 | 0 | 0.5202 | 3.08 | 0 | 0 | 0.050647 | 0.36371 | 0 | 1.4526 | 1.38 | 0 | 0 | 0.04947 | 4.5092 | 0 | 1.4526 | -1.4526 | 4.4219 | 73.6977 | 0.20531 | 3.4437 | 0 | 1.7 | 4.5092
2007-07-01 20:00 | 0 | 0 | 119.3943 | 90 | 0 | 0 | 2.3007 | 2.3007 | 1.7 | 0 | 0.5202 | 2.3007 | 0 | 0 | 0 | 0 | 0 | 0.63228 | 0.60067 | 0 | 0 | 1.6635 | 3.0565 | 0 | 0.63228 | -0.63228 | 3.7554 | 62.5897 | 0.20531 | 2.5307 | 0 | 1.7 | 3.0565
2007-07-01 21:00 | 0 | 0 | 125.9885 | 90 | 0 | 0 | 1.7936 | 1.7936 | 1.7 | 0 | 0.5202 | 1.7936 | 0 | 0 | 0 | 0 | 0 | 0.098487 | 0.093563 | 0 | 0 | 2.366 | 2.4243 | 0 | 0.098487 | -0.098487 | 3.6516 | 60.8595 | 0.20531 | 1.9729 | 0 | 1.7 | 2.4243
2007-07-01 22:00 | 0 | 0 | 136.4743 | 90 | 0 | 0 | 0 | 0 | 1.4526 | 0 | 0.45267 | 0 | 0 | 0 | 0 | 0 | 0 | 0 | 0 | 1.4526 | 1.38 | 2.4755 | 2.3258 | 1.38 | 0 | 1.38 | 4.9608 | 82.6791 | 0.20534 | 0 | 0 | 1.7 | 2.3258
2007-07-01 23:00 | 0 | 0 | 153.1228 | 90 | 0 | 0 | 0.10488 | 0.10488 | 0 | 0 | 0 | 0.10488 | 0 | 0 | 1.3878e-17 | 0 | 0 | 0.1104 | 0.10488 | 0 | 0 | 1.0955 | 3.5678 | 0 | 0.1104 | -0.1104 | 4.8444 | 80.7396 | 0.20534 | 0.11537 | 0 | 0 | 3.5678
2007-07-02 | 0 | 0 | 176.6633 | 90 | 0 | 0 | 0.14188 | 0.14188 | 0 | 0 | 0 | 0.14188 | 0 | 0 | 2.7756e-17 | 0 | 0 | 0.14935 | 0.14188 | 0 | 0 | 1.2181 | 3.4574 | 0 | 0.14935 | -0.14935 | 4.687 | 78.1159 | 0.20534 | 0.15607 | 0 | 0 | 3.4574
2007-07-02 01:00 | 0 | 0 | -158.5118 | 90 | 0 | 0 | 0.17804 | 0.17804 | 0 | 0 | 0 | 0.17804 | 0 | 0 | 0 | 0 | 0 | 0.18741 | 0.17804 | 0 | 0 | 1.3841 | 3.308 | 0 | 0.18741 | -0.18741 | 4.4894 | 74.8233 | 0.20534 | 0.19585 | 0 | 0 | 3.308
2007-07-02 02:00 | 0 | 0 | -139.9614 | 90 | 0 | 0 | 0.15645 | 0.15645 | 0 | 0 | 0 | 0.15645 | 0 | 0 | 2.7756e-17 | 0 | 0 | 0.16468 | 0.15645 | 0 | 0 | 1.5923 | 3.1206 | 0 | 0.16468 | -0.16468 | 4.3158 | 71.9301 | 0.20534 | 0.1721 | 0 | 0 | 3.1206
2007-07-02 03:00 | 0 | 0 | -128.1385 | 90 | 0 | 0 | 0.23693 | 0.23693 | 0 | 0 | 0 | 0.23693 | 0 | 0 | 0 | 0 | 0 | 0.2494 | 0.23693 | 0 | 0 | 1.7753 | 2.9559 | 0 | 0.2494 | -0.2494 | 4.0529 | 67.5486 | 0.20534 | 0.26063 | 0 | 0 | 2.9559
2007-07-02 04:00 | 0 | 0 | -120.7334 | 90 | 0 | 0 | 0.21035 | 0.21035 | 0 | 0 | 0 | 0.21035 | 0 | 0 | 2.7756e-17 | 0 | 0 | 0.22142 | 0.21035 | 0 | 0 | 2.0524 | 2.7065 | 0 | 0.22142 | -0.22142 | 3.8195 | 63.6587 | 0.20534 | 0.23138 | 0 | 0 | 2.7065
2007-07-02 05:00 | 0 | 0 | -116.0356 | 90 | 0 | 0 | 0.28844 | 0.28844 | 0 | 0 | 0 | 0.28844 | 0 | 0 | 5.5511e-17 | 0 | 0 | 0.30362 | 0.28844 | 0 | 0 | 2.2984 | 2.4851 | 0 | 0.30362 | -0.30362 | 3.4995 | 58.3246 | 0.20534 | 0.31728 | 0 | 0 | 2.4851
2007-07-02 06:00 | 0.014413 | 1.7715 | -113.1327 | 91.7832 | 0.01396 | 0.024905 | 0 | 0 | 0 | 0 | 0 | 0 | 0 | 0 | 0 | 0 | 0.024905 | 0 | 0 | 0 | 0 | 2.6358 | 2.1815 | 0.024905 | 0 | 0.024905 | 3.5231 | 58.7184 | 0.20533 | 0 | 0.019924 | 0 | 2.2064
2007-07-02 07:00 | 0.090763 | 15.4807 | -111.6291 | 78.0045 | 0.089607 | 0.15986 | 0.32394 | 0.32394 | 0 | 0 | 0 | 0.32394 | 49.3483 | 0 | 0 | 0 | 0.15986 | 0.34099 | 0.32394 | 0 | 0 | 2.6109 | 2.2039 | 0 | 0.18113 | -0.18113 | 3.3322 | 55.5363 | 0.20533 | 0.35634 | 0.12789 | 0 | 2.3638
2007-07-02 08:00 | 0.10519 | 29.2694 | -111.5202 | 64.3663 | 0.10448 | 0.18639 | 0 | 0 | 0 | 0 | 0 | 0 | 0 | 0 | 0 | 0 | 0.18639 | 0 | 0 | 0 | 0 | 2.8121 | 2.0228 | 0.18639 | 0 | 0.18639 | 3.509 | 58.4834 | 0.20529 | 0 | 0.14911 | 0 | 2.2092
2007-07-02 09:00 | 0.14081 | 42.9841 | -113.3027 | 51.1041 | 0.13996 | 0.24968 | 1.1552 | 1.1552 | 0 | 0 | 0 | 1.1552 | 21.6131 | 0 | 0 | 0 | 0.24968 | 1.216 | 1.1552 | 0 | 0 | 2.6257 | 2.1905 | 0 | 0.96636 | -0.96636 | 2.4904 | 41.5062 | 0.20529 | 1.2708 | 0.19975 | 0 | 2.4402
2007-07-02 10:00 | 0.26115 | 56.3465 | -118.6253 | 38.7026 | 0.25945 | 0.46286 | 0 | 0 | 0 | 0 | 0 | 0 | 0 | 0 | 0 | 0 | 0.46286 | 0 | 0 | 0 | 0 | 3.6995 | 1.2242 | 0.46286 | 0 | 0.46286 | 2.9295 | 48.8247 | 0.20519 | 0 | 0.37029 | 0 | 1.687
2007-07-02 11:00 | 0.34342 | 68.5098 | -133.0178 | 28.3933 | 0.34092 | 0.6082 | 0 | 0 | 0 | 0 | 0 | 0 | 0 | 0 | 0 | 0 | 0.6082 | 0 | 0 | 0 | 0 | 3.2366 | 1.6407 | 0.6082 | 0 | 0.6082 | 3.5065 | 58.4411 | 0.20505 | 0 | 0.48656 | 0 | 2.2489
2007-07-02 12:00 | 0.37542 | 75.7752 | -172.7504 | 23.2124 | 0.37255 | 0.66464 | 0.62007 | 0.62007 | 0 | 0 | 0 | 0.62007 | 107.1866 | 0 | 0 | 0 | 0.66464 | 0.65271 | 0.62007 | 0 | 0 | 2.6284 | 2.1881 | 0.011927 | 0 | 0.011927 | 3.5178 | 58.6297 | 0.20505 | 0.68208 | 0.53171 | 0 | 2.8527
2007-07-02 13:00 | 0.17853 | 71.1439 | 139.9538 | 26.3943 | 0.17753 | 0.31671 | 1.3394 | 1.3394 | 1.7 | 0 | 0.5202 | 1.3394 | 23.6451 | 0 | 0 | 0 | 0.31671 | 0 | 0 | 0.36056 | 0.34253 | 2.6165 | 2.1988 | 0.65924 | 0 | 0.65924 | 4.1432 | 69.0532 | 0.20512 | 1.4734 | 0.25337 | 1.7 | 2.5156
2007-07-02 14:00 | 0.39101 | 59.6585 | 121.0607 | 35.766 | 0.38667 | 0.68983 | 0 | 0 | 1.3341 | 0 | 0.42032 | 0 | 0 | 0 | 0 | 0 | 0.68983 | 0 | 0 | 1.3341 | 1.2674 | 1.9572 | 2.7922 | 1.9572 | 0 | 1.9572 | 6 | 100 | 0.20499 | 0 | 0.55186 | 1.7 | 3.482
2007-07-02 15:00 | 0.14646 | 46.4777 | 114.2209 | 47.7969 | 0.14558 | 0.25972 | 0.18305 | 0.18305 | 0 | 0 | 0 | 0.18305 | 141.8867 | 0.067038 | 0 | 0 | 0.25972 | 0.19268 | 0.18305 | 0 | 0 | 0 | 4.5537 | 0 | 0 | 0 | 6 | 100 | 0.20499 | 0.20135 | 0.20777 | 0 | 4.8134
2007-07-02 16:00 | 0.044403 | 32.8173 | 111.7618 | 60.9007 | 0.044159 | 0.07878 | 0.91903 | 0.91903 | 0 | 0 | 0 | 0.91903 | 8.5721 | 0 | 0 | 0 | 0.07878 | 0.9674 | 0.91903 | 0 | 0 | 0 | 4.5537 | 0 | 0.88862 | -0.88862 | 5.0633 | 84.3885 | 0.20499 | 1.0109 | 0.063024 | 0 | 4.6325
2007-07-02 17:00 | 0.018586 | 19.0309 | 111.4588 | 74.4702 | 0.018482 | 0.032971 | 1.3394 | 1.3394 | 1.7 | 0 | 0.5202 | 1.3394 | 2.4616 | -5.5511e-17 | 0 | 0 | 0.032971 | 0 | 0 | 0.3606 | 0.34257 | 0.98736 | 3.6651 | 0.37554 | 0 | 0.37554 | 5.4196 | 90.3264 | 0.20503 | 1.4733 | 0.026377 | 1.7 | 3.698
2007-07-02 18:00 | 0.017058 | 5.2882 | 112.6183 | 88.2293 | 0.016816 | 0.03 | 0 | 0 | 0 | 0 | 0 | 0 | 0 | 0 | 0 | 0 | 0.03 | 0 | 0 | 0 | 0 | 0.61182 | 4.0031 | 0.03 | 0 | 0.03 | 5.4481 | 90.8007 | 0.20502 | 0 | 0.024 | 0 | 4.0331
2007-07-02 19:00 | 0 | 0 | 115.1393 | 90 | 0 | 0 | 0.64349 | 0.64349 | 0 | 0 | 0 | 0.64349 | 0 | 0 | 1.1102e-16 | 0 | 0 | 0.67736 | 0.64349 | 0 | 0 | 0.58182 | 4.0301 | 0 | 0.67736 | -0.67736 | 4.7341 | 78.9008 | 0.20502 | 0.70784 | 0 | 0 | 4.0301
2007-07-02 20:00 | 0 | 0 | 119.3122 | 90 | 0 | 0 | 0 | 0 | 0 | 0 | 0 | 0 | 0 | 0 | 0 | 0 | 0 | 0 | 0 | 0 | 0 | 1.3344 | 3.3527 | 0 | 0 | 0 | 4.7341 | 78.9008 | 0.20502 | 0 | 0 | 0 | 3.3527
2007-07-02 21:00 | 0 | 0 | 125.8936 | 90 | 0 | 0 | 1.0799 | 1.0799 | 0 | 0 | 0 | 1.0799 | 0 | 0 | 2.2204e-16 | 0 | 0 | 1.1368 | 1.0799 | 0 | 0 | 1.3344 | 3.3527 | 0 | 1.1368 | -1.1368 | 3.5358 | 58.9295 | 0.20502 | 1.1879 | 0 | 0 | 3.3527
2007-07-02 22:00 | 0 | 0 | 136.3625 | 90 | 0 | 0 | 0 | 0 | 0 | 0 | 0 | 0 | 0 | 0 | 0 | 0 | 0 | 0 | 0 | 0 | 0 | 2.5975 | 2.2159 | 0 | 0 | 0 | 3.5358 | 58.9295 | 0.20502 | 0 | 0 | 0 | 2.2159
2007-07-02 23:00 | 0 | 0 | 153.0008 | 90 | 0 | 0 | 0 | 0 | 0 | 0 | 0 | 0 | 0 | 0 | 0 | 0 | 0 | 0 | 0 | 0 | 0 | 2.5975 | 2.2159 | 0 | 0 | 0 | 3.5358 | 58.9295 | 0.20502 | 0 | 0 | 0 | 2.2159
2007-07-03 | 0 | 0 | 176.5686 | 90 | 0 | 0 | 0.019213 | 0.019213 | 0 | 0 | 0 | 0.019213 | 0 | 0 | 0 | 0 | 0 | 0.020225 | 0.019213 | 0 | 0 | 2.5975 | 2.2159 | 0 | 0.020225 | -0.020225 | 3.5145 | 58.5742 | 0.20502 | 0.021135 | 0 | 0 | 2.2159
2007-07-03 01:00 | 0 | 0 | -158.5373 | 90 | 0 | 0 | 0 | 0 | 0 | 0 | 0 | 0 | 0 | 0 | 0 | 0 | 0 | 0 | 0 | 0 | 0 | 2.62 | 2.1957 | 0 | 0 | 0 | 3.5145 | 58.5742 | 0.20502 | 0 | 0 | 0 | 2.1957
2007-07-03 02:00 | 0 | 0 | -139.9381 | 90 | 0 | 0 | 0.29864 | 0.29864 | 0 | 0 | 0 | 0.29864 | 0 | 0 | 5.5511e-17 | 0 | 0 | 0.31436 | 0.29864 | 0 | 0 | 2.62 | 2.1957 | 0 | 0.31436 | -0.31436 | 3.1831 | 53.0515 | 0.20502 | 0.32851 | 0 | 0 | 2.1957
2007-07-03 03:00 | 0 | 0 | -128.0944 | 90 | 0 | 0 | 0 | 0 | 0 | 0 | 0 | 0 | 0 | 0 | 0 | 0 | 0 | 0 | 0 | 0 | 0 | 2.9693 | 1.8813 | 0 | 0 | 0 | 3.1831 | 53.0515 | 0.20502 | 0 | 0 | 0 | 1.8813
2007-07-03 04:00 | 0 | 0 | -120.6808 | 90 | 0 | 0 | 0.54492 | 0.54492 | 0 | 0 | 0 | 0.54492 | 0 | 0 | 1.1102e-16 | 0 | 0 | 0.5736 | 0.54492 | 0 | 0 | 2.9693 | 1.8813 | 0 | 0.5736 | -0.5736 | 2.5785 | 42.9744 | 0.20502 | 0.59941 | 0 | 0 | 1.8813
2007-07-03 05:00 | 0 | 0 | -115.9781 | 90 | 0 | 0 | 0.25977 | 0.25977 | 0 | 0 | 0 | 0.25977 | 0 | 0 | 0 | 0 | 0 | 0.27344 | 0.25977 | 0 | 0 | 3.6066 | 1.3077 | 0 | 0.27344 | -0.27344 | 2.2902 | 38.1705 | 0.20502 | 0.28574 | 0 | 0 | 1.3077
2007-07-03 06:00 | 0.014239 | 1.7149 | -113.0699 | 91.8301 | 0.013791 | 0.024603 | 0.31659 | 0.31659 | 0 | 0 | 0 | 0.31659 | 7.7711 | 0 | 5.5511e-17 | 0 | 0.024603 | 0.33325 | 0.31659 | 0 | 0 | 3.9104 | 1.0343 | 0 | 0.30865 | -0.30865 | 1.9649 | 32.7481 | 0.20502 | 0.34825 | 0.019682 | 0 | 1.0589
2007-07-03 07:00 | 0.057177 | 15.4306 | -111.5585 | 78.0439 | 0.056687 | 0.10113 | 1.0654 | 1.0654 | 1.7 | 0 | 0.5202 | 1.0654 | 9.4919 | 0 | 0 | 0 | 0.10113 | 0 | 0 | 0.63457 | 0.60284 | 4.2534 | 0.72564 | 0.70397 | 0 | 0.70397 | 2.6327 | 43.8788 | 0.20511 | 1.172 | 0.080904 | 1.7 | 0.82677
2007-07-03 08:00 | 0.10449 | 29.2265 | -111.4368 | 64.3968 | 0.10378 | 0.18515 | 2.4858 | 2.4858 | 1.7 | 0 | 0.5202 | 2.4858 | 7.4483 | 1.1102e-16 | 0 | 0 | 0.18515 | 0.8272 | 0.78584 | 0 | 0 | 3.5494 | 1.3592 | 0 | 0.64205 | -0.64205 | 1.956 | 32.5992 | 0.20511 | 2.7344 | 0.14812 | 1.7 | 1.5444
2007-07-03 09:00 | 0.1374 | 42.9504 | -113.1968 | 51.1229 | 0.13657 | 0.24363 | 0 | 0 | 1.4526 | 0 | 0.45267 | 0 | 0 | 0 | 0 | 0 | 0.24363 | 0 | 0 | 1.4526 | 1.38 | 4.2628 | 0.71716 | 1.6236 | 0 | 1.6236 | 3.4963 | 58.2711 | 0.20508 | 0 | 0.19491 | 1.7 | 0.96079
2007-07-03 10:00 | 0.60361 | 56.3267 | -118.4771 | 38.7039 | 0.58088 | 1.0363 | 0.76019 | 0.76019 | 1.7 | 0 | 0.5202 | 0.76019 | 136.321 | 0 | 0 | 0 | 1.0363 | 0 | 0 | 0.93981 | 0.89282 | 2.6392 | 2.1784 | 1.9291 | 0 | 1.9291 | 5.3264 | 88.773 | 0.20508 | 0.83621 | 0.82904 | 1.7 | 3.2147
2007-07-03 11:00 | 0.84936 | 68.5174 | -132.7881 | 28.3655 | 0.80936 | 1.4439 | 0 | 0 | 0 | 0 | 0 | 0 | 0 | 0.73384 | 0 | 0 | 1.4439 | 0 | 0 | 0 | 0 | 0.71006 | 3.9146 | 0.71006 | 0 | 0.71006 | 6 | 100 | 0.20492 | 0 | 1.1551 | 0 | 5.3585
2007-07-03 12:00 | 0.84916 | 75.8391 | -172.5248 | 23.1458 | 0.81275 | 1.4499 | 1.1283 | 1.1283 | 0 | 0 | 0 | 1.1283 | 128.503 | 0.26222 | 0 | 0 | 1.4499 | 1.1877 | 1.1283 | 0 | 0 | 0 | 4.5537 | 0 | 0 | 0 | 6 | 100 | 0.20492 | 1.2412 | 1.16 | 0 | 6.0036
2007-07-03 13:00 | 0.53716 | 71.2269 | 139.9051 | 26.3099 | 0.52753 | 0.94112 | 1.2752 | 1.2752 | 0.425 | 0 | 0.17213 | 1.2752 | 73.8037 | 0.046208 | 0 | 0 | 0.94112 | 0.89491 | 0.85016 | 0 | 0 | 0 | 4.5537 | 0 | 0 | 0 | 6 | 100 | 0.20492 | 1.4027 | 0.75289 | 1.7 | 5.4948
2007-07-03 14:00 | 0.55761 | 59.7286 | 120.9671 | 35.687 | 0.54226 | 0.96739 | 2.5064 | 2.5064 | 1.5874 | 0 | 0.48945 | 2.5064 | 38.5969 | 1.1102e-16 | 0 | 0 | 0.96739 | 0.96739 | 0.91902 | 0 | 0 | 0 | 4.5537 | 0 | 0 | 0 | 6 | 100 | 0.20492 | 2.757 | 0.77391 | 1.7 | 5.5211
2007-07-03 15:00 | 0.51109 | 46.5371 | 114.1335 | 47.727 | 0.49001 | 0.87417 | 0 | 0 | 0 | 0 | 0 | 0 | 0 | 0.87417 | 0 | 0 | 0.87417 | 0 | 0 | 0 | 0 | 0 | 4.5537 | 0 | 0 | 0 | 6 | 100 | 0.20492 | 0 | 0.69934 | 0 | 5.4279
2007-07-03 16:00 | 0.25984 | 32.8683 | 111.6817 | 60.8391 | 0.25493 | 0.4548 | 0.31349 | 0.31349 | 0 | 0 | 0 | 0.31349 | 145.0769 | 0.12481 | 0 | 0 | 0.4548 | 0.32999 | 0.31349 | 0 | 0 | 0 | 4.5537 | 0 | 0 | 0 | 6 | 100 | 0.20492 | 0.34484 | 0.36384 | 0 | 5.0085
2007-07-03 17:00 | 0.072726 | 19.0745 | 111.3822 | 74.4161 | 0.072148 | 0.12871 | 1.0703 | 1.0703 | 0 | 0 | 0 | 1.0703 | 12.0261 | 0 | 2.2204e-16 | 0 | 0.12871 | 1.1266 | 1.0703 | 0 | 0 | 0 | 4.5537 | 0 | 0.9979 | -0.9979 | 4.9481 | 82.4687 | 0.20492 | 1.1773 | 0.10297 | 0 | 4.6824
2007-07-03 18:00 | 0.056896 | 5.3244 | 112.5417 | 88.1823 | 0.04389 | 0.0783 | 0 | 0 | 0 | 0 | 0 | 0 | 0 | 0 | 0 | 0 | 0.0783 | 0 | 0 | 0 | 0 | 1.1088 | 3.5558 | 0.0783 | 0 | 0.0783 | 5.0224 | 83.7068 | 0.2049 | 0 | 0.06264 | 0 | 3.6341
2007-07-03 19:00 | 0 | 0 | 115.0588 | 90 | 0 | 0 | 0 | 0 | 0 | 0 | 0 | 0 | 0 | 0 | 0 | 0 | 0 | 0 | 0 | 0 | 0 | 1.0305 | 3.6263 | 0 | 0 | 0 | 5.0224 | 83.7068 | 0.2049 | 0 | 0 | 0 | 3.6263
2007-07-03 20:00 | 0 | 0 | 119.2236 | 90 | 0 | 0 | 1.4461 | 1.4461 | 1.7 | 0 | 0.5202 | 1.4461 | 0 | 0 | 0 | 0 | 0 | 0 | 0 | 0.25385 | 0.24116 | 1.0305 | 3.6263 | 0.24116 | 0 | 0.24116 | 5.2512 | 87.5198 | 0.20493 | 1.5908 | 0 | 1.7 | 3.6263
2007-07-03 21:00 | 0 | 0 | 125.7919 | 90 | 0 | 0 | 0 | 0 | 0 | 0 | 0 | 0 | 0 | 0 | 0 | 0 | 0 | 0 | 0 | 0 | 0 | 0.78932 | 3.8433 | 0 | 0 | 0 | 5.2512 | 87.5198 | 0.20493 | 0 | 0 | 0 | 3.8433
2007-07-03 22:00 | 0 | 0 | 136.2442 | 90 | 0 | 0 | 0 | 0 | 0 | 0 | 0 | 0 | 0 | 0 | 0 | 0 | 0 | 0 | 0 | 0 | 0 | 0.78932 | 3.8433 | 0 | 0 | 0 | 5.2512 | 87.5198 | 0.20493 | 0 | 0 | 0 | 3.8433
2007-07-03 23:00 | 0 | 0 | 152.8741 | 90 | 0 | 0 | 0.61123 | 0.61123 | 0 | 0 | 0 | 0.61123 | 0 | 0 | 0 | 0 | 0 | 0.64341 | 0.61123 | 0 | 0 | 0.78932 | 3.8433 | 0 | 0.64341 | -0.64341 | 4.573 | 76.2164 | 0.20493 | 0.67236 | 0 | 0 | 3.8433
2007-07-04 | 0 | 0 | 176.4743 | 90 | 0 | 0 | 0 | 0 | 0 | 0 | 0 | 0 | 0 | 0 | 0 | 0 | 0 | 0 | 0 | 0 | 0 | 1.5042 | 3.1999 | 0 | 0 | 0 | 4.573 | 76.2164 | 0.20493 | 0 | 0 | 0 | 3.1999
2007-07-04 01:00 | 0 | 0 | -158.5568 | 90 | 0 | 0 | 0.1868 | 0.1868 | 0 | 0 | 0 | 0.1868 | 0 | 0 | 2.7756e-17 | 0 | 0 | 0.19663 | 0.1868 | 0 | 0 | 1.5042 | 3.1999 | 0 | 0.19663 | -0.19663 | 4.3657 | 72.7619 | 0.20493 | 0.20548 | 0 | 0 | 3.1999
2007-07-04 02:00 | 0 | 0 | -139.9067 | 90 | 0 | 0 | 0.1776 | 0.1776 | 0 | 0 | 0 | 0.1776 | 0 | 0 | 2.7756e-17 | 0 | 0 | 0.18695 | 0.1776 | 0 | 0 | 1.7227 | 3.0033 | 0 | 0.18695 | -0.18695 | 4.1687 | 69.4775 | 0.20493 | 0.19536 | 0 | 0 | 3.0033
2007-07-04 03:00 | 0 | 0 | -128.0424 | 90 | 0 | 0 | 0.25312 | 0.25312 | 0 | 0 | 0 | 0.25312 | 0 | 0 | 5.5511e-17 | 0 | 0 | 0.26644 | 0.25312 | 0 | 0 | 1.9304 | 2.8163 | 0 | 0.26644 | -0.26644 | 3.8878 | 64.7966 | 0.20493 | 0.27843 | 0 | 0 | 2.8163
2007-07-04 04:00 | 0 | 0 | -120.6209 | 90 | 0 | 0 | 0 | 0 | 0 | 0 | 0 | 0 | 0 | 0 | 0 | 0 | 0 | 0 | 0 | 0 | 0 | 2.2265 | 2.5499 | 0 | 0 | 0 | 3.8878 | 64.7966 | 0.20493 | 0 | 0 | 0 | 2.5499
2007-07-04 05:00 | 0 | 0 | -115.9137 | 90 | 0 | 0 | 0.042368 | 0.042368 | 0 | 0 | 0 | 0.042368 | 0 | 0 | 0 | 0 | 0 | 0.044598 | 0.042368 | 0 | 0 | 2.2265 | 2.5499 | 0 | 0.044598 | -0.044598 | 3.8408 | 64.0131 | 0.20493 | 0.046605 | 0 | 0 | 2.5499
2007-07-04 06:00 | 0.0018221 | 1.6581 | -113.0003 | 91.8763 | 0.001808 | 0.0032256 | 0.13521 | 0.13521 | 0 | 0 | 0 | 0.13521 | 2.3855 | 0 | 0 | 0 | 0.0032256 | 0.14233 | 0.13521 | 0 | 0 | 2.276 | 2.5053 | 0 | 0.13911 | -0.13911 | 3.6942 | 61.5692 | 0.20493 | 0.14874 | 0.0025804 | 0 | 2.5085
2007-07-04 07:00 | 0.008658 | 15.3809 | -111.4809 | 78.0818 | 0.008611 | 0.015362 | 0.89089 | 0.89089 | 0 | 0 | 0 | 0.89089 | 1.7243 | 0 | 1.1102e-16 | 0 | 0.015362 | 0.93778 | 0.89089 | 0 | 0 | 2.4306 | 2.3662 | 0 | 0.92242 | -0.92242 | 2.7218 | 45.3641 | 0.20493 | 0.97998 | 0.01229 | 0 | 2.3815
2007-07-04 08:00 | 0.064666 | 29.1847 | -111.3457 | 64.4252 | 0.064278 | 0.11467 | 2.9028 | 2.9028 | 1.7 | 0 | 0.5202 | 2.9028 | 3.9504 | 0 | 0 | 0.11306 | 0.11467 | 1.2661 | 1.2028 | 0 | 0 | 3.4555 | 1.4438 | 0 | 1.1514 | -1.1514 | 1.5082 | 25.1358 | 0.20493 | 3.1931 | 0.091738 | 1.7 | 1.5584
2007-07-04 09:00 | 0.14771 | 42.9185 | -113.0821 | 51.1386 | 0.14681 | 0.2619 | 2.2104 | 2.2104 | 1.7 | 0 | 0.5202 | 2.2104 | 11.8488 | 0 | 0 | 0.40394 | 0.2619 | 0.53725 | 0.51038 | 0 | 0 | 4.7348 | 0.29233 | 0 | 0.27534 | -0.27534 | 1.2179 | 20.2985 | 0.20493 | 2.4314 | 0.20952 | 1.7 | 0.55424
2007-07-04 10:00 | 0.04742 | 56.3098 | -118.3181 | 38.7009 | 0.047176 | 0.084162 | 0 | 0 | 1.4526 | 0 | 0.45267 | 0 | 0 | 0 | 0 | 0 | 0.084162 | 0 | 0 | 1.4526 | 1.38 | 5.0408 | 0.016992 | 1.4642 | 0 | 1.4642 | 2.6069 | 43.4489 | 0.20494 | 0 | 0.067329 | 1.7 | 0.10115
2007-07-04 11:00 | 0.33977 | 68.5295 | -132.545 | 28.3321 | 0.33734 | 0.60181 | 0.49168 | 0.49168 | 1.7 | 0 | 0.5202 | 0.49168 | 122.3979 | 0 | 0 | 0 | 0.60181 | 0 | 0 | 1.2083 | 1.1479 | 3.5766 | 1.3347 | 1.7497 | 0 | 1.7497 | 4.2669 | 71.1142 | 0.20497 | 0.54085 | 0.48145 | 1.7 | 1.9365
2007-07-04 12:00 | 0.52796 | 75.9096 | -172.2966 | 23.0725 | 0.51968 | 0.92711 | 0.54094 | 0.54094 | 1.3957 | 0 | 0.43714 | 0.54094 | 171.3887 | 0 | 0 | 0 | 0.92711 | 0 | 0 | 0.8548 | 0.81206 | 1.8269 | 2.9095 | 1.7392 | 0 | 1.7392 | 5.9168 | 98.6129 | 0.20491 | 0.59504 | 0.74169 | 1.7 | 3.8366
2007-07-04 13:00 | 0.35257 | 71.3142 | 139.8393 | 26.2201 | 0.35 | 0.6244 | 0.12213 | 0.12213 | 0 | 0 | 0 | 0.12213 | 511.2527 | 0.40811 | 0 | 0 | 0.6244 | 0.12856 | 0.12213 | 0 | 0 | 0.08773 | 4.4747 | 0.08773 | 0 | 0.08773 | 6 | 100 | 0.20489 | 0.13435 | 0.49952 | 0 | 5.0991
2007-07-04 14:00 | 0.32027 | 59.8005 | 120.8601 | 35.6046 | 0.31786 | 0.56705 | 1.2843 | 1.2843 | 0.74556 | 0 | 0.25964 | 1.2843 | 44.1542 | 1.1102e-16 | 0 | 0 | 0.56705 | 0.56705 | 0.5387 | 0 | 0 | 0 | 4.5537 | 0 | 0 | 0 | 6 | 100 | 0.20489 | 1.4127 | 0.45364 | 1.7 | 5.1207
2007-07-04 15:00 | 0.22677 | 46.5969 | 114.036 | 47.6553 | 0.22523 | 0.40182 | 3.1293 | 3.08 | 1.7 | 0 | 0.5202 | 3.08 | 13.046 | 0 | 0.049281 | 0.36221 | 0.40182 | 1.4526 | 1.38 | 0 | 0 | 0 | 4.5537 | 0 | 1.0508 | -1.0508 | 4.8924 | 81.5391 | 0.20489 | 3.4422 | 0.32145 | 1.7 | 4.9555
2007-07-04 16:00 | 0.09157 | 32.9189 | 111.5933 | 60.7769 | 0.091007 | 0.16236 | 0.482 | 0.482 | 0 | 0 | 0 | 0.482 | 33.6839 | 0 | 0 | 0 | 0.16236 | 0.50737 | 0.482 | 0 | 0 | 1.1676 | 3.5029 | 0 | 0.34501 | -0.34501 | 4.5287 | 75.4778 | 0.20489 | 0.5302 | 0.12989 | 0 | 3.6652
2007-07-04 17:00 | 0.039598 | 19.117 | 111.2985 | 74.3621 | 0.039343 | 0.070188 | 0 | 0 | 0 | 0 | 0 | 0 | 0 | 0 | 0 | 0 | 0.070188 | 0 | 0 | 0 | 0 | 1.5509 | 3.1579 | 0.070188 | 0 | 0.070188 | 4.5953 | 76.5876 | 0.20487 | 0 | 0.05615 | 0 | 3.228
2007-07-04 18:00 | 0.05911 | 5.359 | 112.4584 | 88.1361 | 0.044282 | 0.078999 | 2.5806 | 2.5806 | 1.7 | 0 | 0.5202 | 2.5806 | 3.0613 | 1.1102e-16 | 0 | 0 | 0.078999 | 0.92692 | 0.88058 | 0 | 0 | 1.4807 | 3.221 | 0 | 0.84792 | -0.84792 | 3.7015 | 61.6911 | 0.20487 | 2.8386 | 0.063199 | 1.7 | 3.3
2007-07-04 19:00 | 0 | 0 | 114.9718 | 90 | 0 | 0 | 0.52168 | 0.52168 | 1.7 | 0 | 0.5202 | 0.52168 | 0 | 0 | 0 | 0 | 0 | 0 | 0 | 1.1783 | 1.1194 | 2.4229 | 2.3731 | 1.1194 | 0 | 1.1194 | 4.7634 | 79.3904 | 0.20501 | 0.57385 | 0 | 1.7 | 2.3731
2007-07-04 20:00 | 0 | 0 | 119.1285 | 90 | 0 | 0 | 1.3144 | 1.3144 | 1.7 | 0 | 0.5202 | 1.3144 | 0 | 0 | 0 | 0 | 0 | 0 | 0 | 0.38557 | 0.36629 | 1.3035 | 3.3806 | 0.36629 | 0 | 0.36629 | 5.1109 | 85.182 | 0.20505 | 1.4459 | 0 | 1.7 | 3.3806
2007-07-04 21:00 | 0 | 0 | 125.6836 | 90 | 0 | 0 | 3.4818 | 3.08 | 1.7 | 0 | 0.5202 | 3.08 | 0 | 0 | 0.40179 | 0.74997 | 0 | 1.4526 | 1.38 | 0 | 0 | 0.93717 | 3.7102 | 0 | 1.4526 | -1.4526 | 3.5797 | 59.6619 | 0.20505 | 3.83 | 0 | 1.7 | 3.7102
2007-07-04 22:00 | 0 | 0 | 136.1194 | 90 | 0 | 0 | 0.5349 | 0.5349 | 1.7 | 0 | 0.5202 | 0.5349 | 0 | 0 | 0 | 0 | 0 | 0 | 0 | 1.1651 | 1.1068 | 2.5512 | 2.2576 | 1.1068 | 0 | 1.1068 | 4.6298 | 77.1626 | 0.20519 | 0.58839 | 0 | 1.7 | 2.2576
2007-07-04 23:00 | 0 | 0 | 152.7426 | 90 | 0 | 0 | 0.27616 | 0.27616 | 1.7 | 0 | 0.5202 | 0.27616 | 0 | 0 | 0 | 0 | 0 | 0 | 0 | 1.4238 | 1.3526 | 1.4444 | 3.2538 | 1.3526 | 0 | 1.3526 | 5.913 | 98.5498 | 0.2053 | 0.30378 | 0 | 1.7 | 3.2538
2007-07-05 | 0 | 0 | 176.3806 | 90 | 0 | 0 | 0.015436 | 0.015436 | 0 | 0 | 0 | 0.015436 | 0 | 0 | 1.7347e-18 | 0 | 0 | 0.016248 | 0.015436 | 0 | 0 | 0.091721 | 4.4711 | 0 | 0.016248 | -0.016248 | 5.8959 | 98.2643 | 0.2053 | 0.01698 | 0 | 0 | 4.4711
2007-07-05 01:00 | 0 | 0 | -158.5701 | 90 | 0 | 0 | 0.44712 | 0.44712 | 0 | 0 | 0 | 0.44712 | 0 | 0 | 5.5511e-17 | 0 | 0 | 0.47065 | 0.44712 | 0 | 0 | 0.10978 | 4.4549 | 0 | 0.47065 | -0.47065 | 5.3998 | 89.9958 | 0.2053 | 0.49183 | 0 | 0 | 4.4549
2007-07-05 02:00 | 0 | 0 | -139.8672 | 90 | 0 | 0 | 0.53122 | 0.53122 | 0 | 0 | 0 | 0.53122 | 0 | 0 | 1.1102e-16 | 0 | 0 | 0.55918 | 0.53122 | 0 | 0 | 0.63272 | 3.9842 | 0 | 0.55918 | -0.55918 | 4.8103 | 80.1721 | 0.2053 | 0.58434 | 0 | 0 | 3.9842
2007-07-05 03:00 | 0 | 0 | -127.9824 | 90 | 0 | 0 | 0.004881 | 0.004881 | 0 | 0 | 0 | 0.004881 | 0 | 0 | 8.6736e-19 | 0 | 0 | 0.0051379 | 0.004881 | 0 | 0 | 1.254 | 3.4251 | 0 | 0.0051379 | -0.0051379 | 4.8049 | 80.0818 | 0.2053 | 0.0053691 | 0 | 0 | 3.4251
2007-07-05 04:00 | 0 | 0 | -120.5536 | 90 | 0 | 0 | 0.081644 | 0.081644 | 0 | 0 | 0 | 0.081644 | 0 | 0 | 1.3878e-17 | 0 | 0 | 0.085942 | 0.081644 | 0 | 0 | 1.2597 | 3.4199 | 0 | 0.085942 | -0.085942 | 4.7143 | 78.572 | 0.2053 | 0.089809 | 0 | 0 | 3.4199
2007-07-05 05:00 | 0 | 0 | -115.8422 | 90 | 0 | 0 | 0.15182 | 0.15182 | 0 | 0 | 0 | 0.15182 | 0 | 0 | 2.7756e-17 | 0 | 0 | 0.15981 | 0.15182 | 0 | 0 | 1.3552 | 3.334 | 0 | 0.15981 | -0.15981 | 4.5459 | 75.7644 | 0.2053 | 0.167 | 0 | 0 | 3.334
2007-07-05 06:00 | 0.010194 | 1.6011 | -112.9238 | 91.9216 | 0.0099631 | 0.017774 | 0.30744 | 0.30744 | 0 | 0 | 0 | 0.30744 | 5.7814 | 0 | 0 | 0 | 0.017774 | 0.32362 | 0.30744 | 0 | 0 | 1.5328 | 3.1742 | 0 | 0.30584 | -0.30584 | 4.2235 | 70.3913 | 0.2053 | 0.33818 | 0.014219 | 0 | 3.1919
2007-07-05 07:00 | 0.12789 | 15.3317 | -111.3962 | 78.1183 | 0.12308 | 0.21958 | 2.594 | 2.594 | 1.7 | 0 | 0.5202 | 2.594 | 8.4646 | 0 | 0 | 0 | 0.21958 | 0.9411 | 0.89404 | 0 | 0 | 1.8726 | 2.8683 | 0 | 0.72152 | -0.72152 | 3.4629 | 57.7154 | 0.2053 | 2.8534 | 0.17566 | 1.7 | 3.0879
2007-07-05 08:00 | 0.44523 | 29.1441 | -111.2469 | 64.4513 | 0.40078 | 0.71499 | 0.70774 | 0.70774 | 1.7 | 0 | 0.5202 | 0.70774 | 101.0251 | 0 | 0 | 0 | 0.71499 | 0 | 0 | 0.99226 | 0.94265 | 2.6743 | 2.1468 | 1.6576 | 0 | 1.6576 | 5.0355 | 83.925 | 0.20535 | 0.77851 | 0.572 | 1.7 | 2.8618
2007-07-05 09:00 | 0.42968 | 42.8885 | -112.9586 | 51.1513 | 0.41529 | 0.74088 | 0.97368 | 0.97368 | 0 | 0 | 0 | 0.97368 | 76.0906 | 0 | 1.1102e-16 | 0 | 0.74088 | 1.0249 | 0.97368 | 0 | 0 | 1.0167 | 3.6387 | 0 | 0.28405 | -0.28405 | 4.7361 | 78.9348 | 0.20535 | 1.071 | 0.5927 | 0 | 4.3796
2007-07-05 10:00 | 0.2959 | 56.2957 | -118.1481 | 38.6937 | 0.29375 | 0.52406 | 0.92916 | 0.92916 | 0 | 0 | 0 | 0.92916 | 56.401 | 0 | 1.1102e-16 | 0 | 0.52406 | 0.97807 | 0.92916 | 0 | 0 | 1.3323 | 3.3546 | 0 | 0.45401 | -0.45401 | 4.2575 | 70.9587 | 0.20535 | 1.0221 | 0.41925 | 0 | 3.8787
2007-07-05 11:00 | 0.41886 | 68.5462 | -132.2884 | 28.293 | 0.41457 | 0.73959 | 3.4268 | 3.08 | 1.7 | 0 | 0.5202 | 3.08 | 24.0126 | 2.2204e-16 | 0.34684 | 0.68952 | 0.73959 | 1.4526 | 1.38 | 0 | 0 | 1.8367 | 2.9006 | 0 | 0.71304 | -0.71304 | 3.5059 | 58.4319 | 0.20535 | 3.7695 | 0.59167 | 1.7 | 3.6402
2007-07-05 12:00 | 0.43154 | 75.9868 | -172.0659 | 22.9924 | 0.42735 | 0.7624 | 1.699 | 1.699 | 1.7 | 0 | 0.5202 | 1.699 | 44.8732 | 0 | 0 | 0 | 0.7624 | 0 | 0 | 0.00099118 | 0.00094162 | 2.629 | 2.1876 | 0.76334 | 0 | 0.76334 | 4.2301 | 70.5013 | 0.20542 | 1.8689 | 0.60992 | 1.7 | 2.95
2007-07-05 13:00 | 0.60229 | 71.4058 | 139.756 | 26.1249 | 0.58802 | 1.049 | 1.7501 | 1.7501 | 1.7 | 0 | 0.5202 | 1.7501 | 59.9431 | 0 | 0 | 0 | 1.049 | 0.052688 | 0.050054 | 0 | 0 | 1.8657 | 2.8746 | 0.99635 | 0 | 0.99635 | 5.1753 | 86.2549 | 0.20551 | 1.9251 | 0.83923 | 1.7 | 3.9236
2007-07-05 14:00 | 0.54377 | 59.874 | 120.7394 | 35.519 | 0.52989 | 0.94533 | 1.2814 | 1.2814 | 1.2092 | 0 | 0.3862 | 1.2814 | 73.7748 | 0 | 0 | 0 | 0.94533 | 0.076011 | 0.07221 | 0 | 0 | 0.86932 | 3.7713 | 0.86932 | 0 | 0.86932 | 6 | 100 | 0.20557 | 1.4095 | 0.75626 | 1.7 | 4.7166
2007-07-05 15:00 | 0.46306 | 46.657 | 113.9284 | 47.582 | 0.44829 | 0.79976 | 0.94352 | 0.94352 | 0 | 0 | 0 | 0.94352 | 84.7629 | 0 | 0 | 0 | 0.79976 | 0.99318 | 0.94352 | 0 | 0 | 0 | 4.5537 | 0 | 0.19342 | -0.19342 | 5.7961 | 96.6019 | 0.20557 | 1.0379 | 0.6398 | 0 | 5.3534
2007-07-05 16:00 | 0.3244 | 32.969 | 111.4966 | 60.7139 | 0.31267 | 0.5578 | 1.572 | 1.572 | 1.2463 | 0 | 0.39633 | 1.572 | 35.4828 | 0 | 0 | 0 | 0.5578 | 0.34288 | 0.32573 | 0 | 0 | 0.21492 | 4.3603 | 0.21492 | 0 | 0.21492 | 6 | 100 | 0.20559 | 1.7292 | 0.44624 | 1.7 | 4.9181
2007-07-05 17:00 | 0.20704 | 19.1583 | 111.2075 | 74.3082 | 0.19211 | 0.34273 | 0 | 0 | 0 | 0 | 0 | 0 | 0 | 0.34273 | 0 | 0 | 0.34273 | 0 | 0 | 0 | 0 | 0 | 4.5537 | 0 | 0 | 0 | 6 | 100 | 0.20559 | 0 | 0.27419 | 0 | 4.8964
2007-07-05 18:00 | 0.075559 | 5.3917 | 112.3685 | 88.0907 | 0.040927 | 0.073014 | 3.5711 | 3.08 | 1.7 | 0 | 0.5202 | 3.08 | 2.3706 | 0 | 0.49109 | 0.8482 | 0.073014 | 1.4526 | 1.38 | 0 | 0 | 0 | 4.5537 | 0 | 1.3796 | -1.3796 | 4.5458 | 75.7626 | 0.20559 | 3.9282 | 0.058411 | 1.7 | 4.6267
2007-07-05 19:00 | 0 | 0 | 114.8784 | 90 | 0 | 0 | 1.2148 | 1.2148 | 1.7 | 0 | 0.5202 | 1.2148 | 0 | 0 | 0 | 0 | 0 | 0 | 0 | 0.48521 | 0.46095 | 1.5329 | 3.1741 | 0.46095 | 0 | 0.46095 | 4.9831 | 83.0509 | 0.20564 | 1.3363 | 0 | 1.7 | 3.1741
2007-07-05 20:00 | 0 | 0 | 119.0269 | 90 | 0 | 0 | 1.1655 | 1.1655 | 0 | 0 | 0 | 1.1655 | 0 | 0 | 2.2204e-16 | 0 | 0 | 1.2269 | 1.1655 | 0 | 0 | 1.072 | 3.5889 | 0 | 1.2269 | -1.2269 | 3.6898 | 61.497 | 0.20564 | 1.2821 | 0 | 0 | 3.5889
2007-07-05 21:00 | 0 | 0 | 125.5687 | 90 | 0 | 0 | 1.4433 | 1.4433 | 1.7 | 0 | 0.5202 | 1.4433 | 0 | 0 | 0 | 0 | 0 | 0 | 0 | 0.25671 | 0.24388 | 2.4351 | 2.3621 | 0.24388 | 0 | 0.24388 | 3.9212 | 65.353 | 0.20567 | 1.5876 | 0 | 1.7 | 2.3621
2007-07-05 22:00 | 0 | 0 | 135.9882 | 90 | 0 | 0 | 0.35407 | 0.35407 | 1.7 | 0 | 0.5202 | 0.35407 | 0 | 2.2204e-16 | 0 | 0 | 0 | 0 | 0 | 1.3459 | 1.2786 | 2.1913 | 2.5815 | 1.2786 | 0 | 1.2786 | 5.1342 | 85.5699 | 0.2058 | 0.38948 | 0 | 1.7 | 2.5815
2007-07-05 23:00 | 0 | 0 | 152.6066 | 90 | 0 | 0 | 0.16021 | 0.16021 | 0 | 0 | 0 | 0.16021 | 0 | 0 | 2.7756e-17 | 0 | 0 | 0.16864 | 0.16021 | 0 | 0 | 0.91264 | 3.7323 | 0 | 0.16864 | -0.16864 | 4.9564 | 82.6072 | 0.2058 | 0.17623 | 0 | 0 | 3.7323
2007-07-06 | 0 | 0 | 176.2874 | 90 | 0 | 0 | 0.34548 | 0.34548 | 0 | 0 | 0 | 0.34548 | 0 | 0 | 5.5511e-17 | 0 | 0 | 0.36367 | 0.34548 | 0 | 0 | 1.1 | 3.5637 | 0 | 0.36367 | -0.36367 | 4.5731 | 76.2182 | 0.2058 | 0.38003 | 0 | 0 | 3.5637
2007-07-06 01:00 | 0 | 0 | -158.5771 | 90 | 0 | 0 | 0.33994 | 0.33994 | 0 | 0 | 0 | 0.33994 | 0 | 0 | 5.5511e-17 | 0 | 0 | 0.35783 | 0.33994 | 0 | 0 | 1.5041 | 3.2 | 0 | 0.35783 | -0.35783 | 4.1959 | 69.9318 | 0.2058 | 0.37393 | 0 | 0 | 3.2
2007-07-06 02:00 | 0 | 0 | -139.8195 | 90 | 0 | 0 | 0.25651 | 0.25651 | 0 | 0 | 0 | 0.25651 | 0 | 0 | 5.5511e-17 | 0 | 0 | 0.27002 | 0.25651 | 0 | 0 | 1.9017 | 2.8422 | 0 | 0.27002 | -0.27002 | 3.9113 | 65.1882 | 0.2058 | 0.28217 | 0 | 0 | 2.8422
2007-07-06 03:00 | 0 | 0 | -127.9144 | 90 | 0 | 0 | 0.35152 | 0.35152 | 0 | 0 | 0 | 0.35152 | 0 | 0 | 5.5511e-17 | 0 | 0 | 0.37002 | 0.35152 | 0 | 0 | 2.2017 | 2.5722 | 0 | 0.37002 | -0.37002 | 3.5213 | 58.6875 | 0.2058 | 0.38668 | 0 | 0 | 2.5722
2007-07-06 04:00 | 0 | 0 | -120.4789 | 90 | 0 | 0 | 0.45397 | 0.45397 | 0 | 0 | 0 | 0.45397 | 0 | 0 | 5.5511e-17 | 0 | 0 | 0.47786 | 0.45397 | 0 | 0 | 2.6128 | 2.2021 | 0 | 0.47786 | -0.47786 | 3.0175 | 50.2923 | 0.2058 | 0.49937 | 0 | 0 | 2.2021
2007-07-06 05:00 | 0 | 0 | -115.7638 | 90 | 0 | 0 | 0.08921 | 0.08921 | 0 | 0 | 0 | 0.08921 | 0 | 0 | 0 | 0 | 0 | 0.093905 | 0.08921 | 0 | 0 | 3.1438 | 1.7243 | 0 | 0.093905 | -0.093905 | 2.9186 | 48.6426 | 0.2058 | 0.098131 | 0 | 0 | 1.7243
2007-07-06 06:00 | 0.023178 | 1.5441 | -112.8405 | 91.966 | 0.018527 | 0.033051 | 0.29527 | 0.29527 | 0 | 0 | 0 | 0.29527 | 11.1938 | 5.5511e-17 | 0 | 0 | 0.033051 | 0.31081 | 0.29527 | 0 | 0 | 3.2481 | 1.6304 | 0 | 0.27775 | -0.27775 | 2.6258 | 43.7629 | 0.2058 | 0.32479 | 0.026441 | 0 | 1.6634
2007-07-06 07:00 | 0.24544 | 15.2831 | -111.3045 | 78.1531 | 0.19718 | 0.35177 | 0.81897 | 0.81897 | 0 | 0 | 0 | 0.81897 | 42.953 | 0 | 0 | 0 | 0.35177 | 0.86208 | 0.81897 | 0 | 0 | 3.5568 | 1.3526 | 0 | 0.5103 | -0.5103 | 2.0879 | 34.7979 | 0.2058 | 0.90087 | 0.28142 | 0 | 1.7044
2007-07-06 08:00 | 0.50859 | 29.1046 | -111.1405 | 64.4751 | 0.45425 | 0.81038 | 0.69955 | 0.69955 | 0 | 0 | 0 | 0.69955 | 115.8441 | 0 | 0 | 0 | 0.81038 | 0.73637 | 0.69955 | 0 | 0 | 4.1238 | 0.84231 | 0.074018 | 0 | 0.074018 | 2.1581 | 35.9682 | 0.20579 | 0.7695 | 0.64831 | 0 | 1.6527
2007-07-06 09:00 | 0.7115 | 42.8604 | -112.8262 | 51.1609 | 0.65972 | 1.1769 | 2.5833 | 2.5833 | 1.7 | 0 | 0.5202 | 2.5833 | 45.559 | 0 | 0 | 0.054565 | 1.1769 | 0.92982 | 0.88333 | 0 | 0 | 4.0497 | 0.90893 | 0.24712 | 0 | 0.24712 | 2.3925 | 39.8754 | 0.20581 | 2.8417 | 0.94155 | 1.7 | 2.0859
2007-07-06 10:00 | 0.56847 | 56.2846 | -117.9673 | 38.6823 | 0.54995 | 0.98111 | 1.7958 | 1.7958 | 1.7 | 0 | 0.5202 | 1.7958 | 54.633 | 0 | 0 | 0 | 0.98111 | 0.10086 | 0.095817 | 0 | 0 | 3.8026 | 1.1313 | 0.88025 | 0 | 0.88025 | 3.2276 | 53.7934 | 0.20589 | 1.9754 | 0.78489 | 1.7 | 2.1124
2007-07-06 11:00 | 0.89423 | 68.5673 | -132.0184 | 28.2483 | 0.85105 | 1.5183 | 0.89157 | 0.89157 | 1.7 | 0 | 0.5202 | 0.89157 | 170.2924 | 0 | 0 | 0 | 1.5183 | 0 | 0 | 0.80843 | 0.76801 | 2.9224 | 1.9236 | 2.2863 | 0 | 2.2863 | 5.3966 | 89.9426 | 0.2058 | 0.98072 | 1.2146 | 1.7 | 3.4418
2007-07-06 12:00 | 0.7194 | 76.0705 | -171.8326 | 22.9056 | 0.69608 | 1.2418 | 1.5112 | 1.5112 | 0.93574 | 0 | 0.31156 | 1.5112 | 82.175 | 0 | 0 | 0 | 1.2418 | 0.60572 | 0.57543 | 0 | 0 | 0.63609 | 3.9812 | 0.63609 | 0 | 0.63609 | 6 | 100 | 0.20582 | 1.6623 | 0.99344 | 1.7 | 5.223
2007-07-06 13:00 | 0.9424 | 71.5015 | 139.6549 | 26.0243 | 0.89718 | 1.6006 | 1.1655 | 1.1655 | 0 | 0 | 0 | 1.1655 | 137.3336 | 0.37377 | 0 | 0 | 1.6006 | 1.2268 | 1.1655 | 0 | 0 | 0 | 4.5537 | 0 | 0 | 0 | 6 | 100 | 0.20582 | 1.282 | 1.2805 | 0 | 6.1543
2007-07-06 14:00 | 0.77428 | 59.9492 | 120.605 | 35.4302 | 0.73569 | 1.3125 | 0.17558 | 0.17558 | 0 | 0 | 0 | 0.17558 | 747.5181 | 1.1277 | 0 | 0 | 1.3125 | 0.18482 | 0.17558 | 0 | 0 | 0 | 4.5537 | 0 | 0 | 0 | 6 | 100 | 0.20582 | 0.19314 | 1.05 | 0 | 5.8662
2007-07-06 15:00 | 0.71283 | 46.7174 | 113.8105 | 47.507 | 0.6659 | 1.188 | 1.2574 | 1.2574 | 0.425 | 0 | 0.17213 | 1.2574 | 94.4776 | 0.31175 | 0 | 0 | 1.188 | 0.87621 | 0.8324 | 0 | 0 | 0 | 4.5537 | 0 | 0 | 0 | 6 | 100 | 0.20582 | 1.3831 | 0.95037 | 1.7 | 5.7416
2007-07-06 16:00 | 0.49415 | 33.0185 | 111.3917 | 60.6504 | 0.45119 | 0.80493 | 3.2799 | 3.08 | 1.7 | 0 | 0.5202 | 3.08 | 26.134 | 2.2204e-16 | 0.19991 | 0.5279 | 0.80493 | 1.4526 | 1.38 | 0 | 0 | 0 | 4.5537 | 0 | 0.6477 | -0.6477 | 5.3173 | 88.621 | 0.20582 | 3.6079 | 0.64394 | 1.7 | 5.3586
2007-07-06 17:00 | 0.2869 | 19.1984 | 111.1094 | 74.2545 | 0.24532 | 0.43765 | 1.5662 | 1.5662 | 1.7 | 0 | 0.5202 | 1.5662 | 27.9434 | 0 | 0 | 0 | 0.43765 | 0 | 0 | 0.13378 | 0.12709 | 0.71967 | 3.906 | 0.56475 | 0 | 0.56475 | 5.853 | 97.5505 | 0.20588 | 1.7228 | 0.35012 | 1.7 | 4.3436
2007-07-06 18:00 | 0.08051 | 5.4225 | 112.2719 | 88.0463 | 0.040064 | 0.071474 | 1.522 | 1.522 | 1.6013 | 0 | 0.49326 | 1.522 | 4.6959 | 0 | 0 | 0 | 0.071474 | 0 | 0 | 0.079276 | 0.075312 | 0.15492 | 4.4143 | 0.14679 | 0 | 0.14679 | 5.9923 | 99.8714 | 0.20589 | 1.6742 | 0.057179 | 1.7 | 4.4857
2007-07-06 19:00 | 0 | 0 | 114.7786 | 90 | 0 | 0 | 0.90848 | 0.90848 | 0 | 0 | 0 | 0.90848 | 0 | 0 | 1.1102e-16 | 0 | 0 | 0.95629 | 0.90848 | 0 | 0 | 0.0081362 | 4.5464 | 0 | 0.95629 | -0.95629 | 4.9843 | 83.071 | 0.20589 | 0.99933 | 0 | 0 | 4.5464
2007-07-06 20:00 | 0 | 0 | 118.9188 | 90 | 0 | 0 | 2.4307 | 2.4307 | 1.7 | 0 | 0.5202 | 2.4307 | 0 | 0 | 0 | 0 | 0 | 0.76911 | 0.73066 | 0 | 0 | 1.0707 | 3.5901 | 0 | 0.76911 | -0.76911 | 4.1736 | 69.5591 | 0.20589 | 2.6737 | 0 | 1.7 | 3.5901
2007-07-06 21:00 | 0 | 0 | 125.4473 | 90 | 0 | 0 | 0.76119 | 0.76119 | 1.7 | 0 | 0.5202 | 0.76119 | 0 | 0 | 0 | 0 | 0 | 0 | 0 | 0.93881 | 0.89187 | 1.9253 | 2.821 | 0.89187 | 0 | 0.89187 | 5.0197 | 83.6608 | 0.206 | 0.83731 | 0 | 1.7 | 2.821
2007-07-06 22:00 | 0 | 0 | 135.8507 | 90 | 0 | 0 | 0 | 0 | 0 | 0 | 0 | 0 | 0 | 0 | 0 | 0 | 0 | 0 | 0 | 0 | 0 | 1.0334 | 3.6236 | 0 | 0 | 0 | 5.0197 | 83.6608 | 0.206 | 0 | 0 | 0 | 3.6236
2007-07-06 23:00 | 0 | 0 | 152.4661 | 90 | 0 | 0 | 0.22878 | 0.22878 | 0 | 0 | 0 | 0.22878 | 0 | 0 | 2.7756e-17 | 0 | 0 | 0.24082 | 0.22878 | 0 | 0 | 1.0334 | 3.6236 | 0 | 0.24082 | -0.24082 | 4.7658 | 79.4301 | 0.206 | 0.25166 | 0 | 0 | 3.6236
2007-07-07 | 0 | 0 | 176.1948 | 90 | 0 | 0 | 0 | 0 | 0 | 0 | 0 | 0 | 0 | 0 | 0 | 0 | 0 | 0 | 0 | 0 | 0 | 1.301 | 3.3828 | 0 | 0 | 0 | 4.7658 | 79.4301 | 0.206 | 0 | 0 | 0 | 3.3828
2007-07-07 01:00 | 0 | 0 | -158.5777 | 90 | 0 | 0 | 0.27404 | 0.27404 | 0 | 0 | 0 | 0.27404 | 0 | 0 | 0 | 0 | 0 | 0.28847 | 0.27404 | 0 | 0 | 1.301 | 3.3828 | 0 | 0.28847 | -0.28847 | 4.4617 | 74.3623 | 0.206 | 0.30145 | 0 | 0 | 3.3828
2007-07-07 02:00 | 0 | 0 | -139.7634 | 90 | 0 | 0 | 0.36513 | 0.36513 | 0 | 0 | 0 | 0.36513 | 0 | 0 | 5.5511e-17 | 0 | 0 | 0.38435 | 0.36513 | 0 | 0 | 1.6215 | 3.0944 | 0 | 0.38435 | -0.38435 | 4.0566 | 67.61 | 0.206 | 0.40164 | 0 | 0 | 3.0944
2007-07-07 03:00 | 0 | 0 | -127.8384 | 90 | 0 | 0 | 0.30877 | 0.30877 | 0 | 0 | 0 | 0.30877 | 0 | 0 | 5.5511e-17 | 0 | 0 | 0.32502 | 0.30877 | 0 | 0 | 2.0485 | 2.71 | 0 | 0.32502 | -0.32502 | 3.714 | 61.9001 | 0.206 | 0.33964 | 0 | 0 | 2.71
2007-07-07 04:00 | 0 | 0 | -120.3968 | 90 | 0 | 0 | 0.28265 | 0.28265 | 0 | 0 | 0 | 0.28265 | 0 | 0 | 5.5511e-17 | 0 | 0 | 0.29753 | 0.28265 | 0 | 0 | 2.4097 | 2.385 | 0 | 0.29753 | -0.29753 | 3.4004 | 56.6731 | 0.206 | 0.31092 | 0 | 0 | 2.385
2007-07-07 05:00 | 0 | 0 | -115.6784 | 90 | 0 | 0 | 0.14847 | 0.14847 | 0 | 0 | 0 | 0.14847 | 0 | 0 | 0 | 0 | 0 | 0.15628 | 0.14847 | 0 | 0 | 2.7402 | 2.0875 | 0 | 0.15628 | -0.15628 | 3.2357 | 53.9275 | 0.206 | 0.16331 | 0 | 0 | 2.0875
2007-07-07 06:00 | 0.019436 | 1.487 | -112.7503 | 92.0094 | 0.01737 | 0.030988 | 0.2308 | 0.2308 | 0 | 0 | 0 | 0.2308 | 13.4266 | 0 | 0 | 0 | 0.030988 | 0.24294 | 0.2308 | 0 | 0 | 2.9139 | 1.9312 | 0 | 0.21196 | -0.21196 | 3.0122 | 50.2038 | 0.206 | 0.25388 | 0.024791 | 0 | 1.9622
2007-07-07 07:00 | 0.087403 | 15.2351 | -111.2057 | 78.1863 | 0.08634 | 0.15403 | 0 | 0 | 0 | 0 | 0 | 0 | 0 | 0 | 0 | 0 | 0.15403 | 0 | 0 | 0 | 0 | 3.1494 | 1.7192 | 0.15403 | 0 | 0.15403 | 3.1584 | 52.6392 | 0.20596 | 0 | 0.12322 | 0 | 1.8733
2007-07-07 08:00 | 0.28896 | 29.0664 | -111.0266 | 64.4967 | 0.27738 | 0.49484 | 1.7738 | 1.7738 | 1.7 | 0 | 0.5202 | 1.7738 | 27.8968 | 0 | 0 | 0 | 0.49484 | 0.0777 | 0.073815 | 0 | 0 | 2.9954 | 1.8579 | 0.41714 | 0 | 0.41714 | 3.5541 | 59.2348 | 0.206 | 1.9512 | 0.39587 | 1.7 | 2.3527
2007-07-07 09:00 | 0.29269 | 42.8343 | -112.6852 | 51.1673 | 0.2893 | 0.51612 | 1.2076 | 1.2076 | 1.7 | 0 | 0.5202 | 1.2076 | 42.7385 | 0 | 0 | 0 | 0.51612 | 0 | 0 | 0.49238 | 0.46776 | 2.5782 | 2.2333 | 0.98388 | 0 | 0.98388 | 4.4875 | 74.7913 | 0.2061 | 1.3284 | 0.41289 | 1.7 | 2.7494
2007-07-07 10:00 | 0.44767 | 56.2764 | -117.7757 | 38.6667 | 0.43984 | 0.78468 | 1.215 | 1.215 | 1.7 | 0 | 0.5202 | 1.215 | 64.5826 | 0 | 0 | 0 | 0.78468 | 0 | 0 | 0.485 | 0.46075 | 1.5943 | 3.1188 | 1.2454 | 0 | 1.2454 | 5.669 | 94.4832 | 0.20622 | 1.3365 | 0.62774 | 1.7 | 3.9035
2007-07-07 11:00 | 0.30237 | 68.593 | -131.7349 | 28.1978 | 0.30044 | 0.53598 | 1.5858 | 1.5858 | 1.408 | 0 | 0.4405 | 1.5858 | 33.7997 | 5.5511e-17 | 0 | 0 | 0.53598 | 0.18707 | 0.17772 | 0 | 0 | 0.34891 | 4.2397 | 0.34891 | 0 | 0.34891 | 6 | 100 | 0.20625 | 1.7443 | 0.42879 | 1.7 | 4.7757
2007-07-07 12:00 | 0.33128 | 76.1609 | -171.5965 | 22.8121 | 0.32912 | 0.58715 | 1.0469 | 1.0469 | 0 | 0 | 0 | 1.0469 | 56.0855 | 0 | 0 | 0 | 0.58715 | 1.102 | 1.0469 | 0 | 0 | 0 | 4.5537 | 0 | 0.51484 | -0.51484 | 5.4573 | 90.9553 | 0.20625 | 1.1516 | 0.46972 | 0 | 5.1408
2007-07-07 13:00 | 0.16553 | 71.6012 | 139.5354 | 25.9185 | 0.16462 | 0.29368 | 0 | 0 | 0 | 0 | 0 | 0 | 0 | 0 | 0 | 0 | 0.29368 | 0 | 0 | 0 | 0 | 0.57204 | 4.0389 | 0.29368 | 0 | 0.29368 | 5.7359 | 95.5988 | 0.20619 | 0 | 0.23495 | 0 | 4.3325
2007-07-07 14:00 | 0.051694 | 60.0258 | 120.4566 | 35.3384 | 0.051428 | 0.091747 | 0 | 0 | 0 | 0 | 0 | 0 | 0 | 0 | 0 | 0 | 0.091747 | 0 | 0 | 0 | 0 | 0.27836 | 4.3032 | 0.091747 | 0 | 0.091747 | 5.823 | 97.0494 | 0.20617 | 0 | 0.073398 | 0 | 4.3949
2007-07-07 15:00 | 0.17594 | 46.778 | 113.6823 | 47.4304 | 0.17485 | 0.31194 | 1.585 | 1.585 | 1.4659 | 0 | 0.45629 | 1.585 | 19.6812 | 1.3878e-16 | 0 | 0 | 0.31194 | 0.12533 | 0.11906 | 0 | 0 | 0.18661 | 4.3857 | 0.18661 | 0 | 0.18661 | 6 | 100 | 0.20618 | 1.7435 | 0.24955 | 1.7 | 4.6977
2007-07-07 16:00 | 0.079552 | 33.0672 | 111.2785 | 60.5864 | 0.079078 | 0.14108 | 2.5329 | 2.5329 | 1.7 | 0 | 0.5202 | 2.5329 | 5.5698 | 0 | 0 | 0 | 0.14108 | 0.87671 | 0.83288 | 0 | 0 | 0 | 4.5537 | 0 | 0.73564 | -0.73564 | 5.2246 | 87.0762 | 0.20618 | 2.7862 | 0.11286 | 1.7 | 4.6948
2007-07-07 17:00 | 0.028151 | 19.2371 | 111.0042 | 74.2011 | 0.027983 | 0.049922 | 1.179 | 1.179 | 0 | 0 | 0 | 1.179 | 4.2341 | 0 | 0 | 0 | 0.049922 | 1.2411 | 1.179 | 0 | 0 | 0.81737 | 3.8181 | 0 | 1.1912 | -1.1912 | 3.969 | 66.1495 | 0.20618 | 1.2969 | 0.039938 | 0 | 3.868
2007-07-07 18:00 | 0.041437 | 5.4513 | 112.1688 | 88.0028 | 0.038799 | 0.069218 | 0 | 0 | 0 | 0 | 0 | 0 | 0 | 0 | 0 | 0 | 0.069218 | 0 | 0 | 0 | 0 | 2.1409 | 2.6269 | 0.069218 | 0 | 0.069218 | 4.0346 | 67.2439 | 0.20617 | 0 | 0.055374 | 0 | 2.6961
2007-07-07 19:00 | 0 | 0 | 114.6724 | 90 | 0 | 0 | 2.535 | 2.535 | 1.7 | 0 | 0.5202 | 2.535 | 0 | 0 | 0 | 0 | 0 | 0.87899 | 0.83504 | 0 | 0 | 2.0717 | 2.6892 | 0 | 0.87899 | -0.87899 | 3.1081 | 51.8017 | 0.20617 | 2.7885 | 0 | 1.7 | 2.6892
2007-07-07 20:00 | 0 | 0 | 118.8044 | 90 | 0 | 0 | 2.0649 | 2.0649 | 1.7 | 0 | 0.5202 | 2.0649 | 0 | 0 | 0 | 0 | 0 | 0.38405 | 0.36485 | 0 | 0 | 3.0483 | 1.8102 | 0 | 0.38405 | -0.38405 | 2.7033 | 45.0546 | 0.20617 | 2.2713 | 0 | 1.7 | 1.8102
2007-07-07 21:00 | 0 | 0 | 125.3193 | 90 | 0 | 0 | 1.2066 | 1.2066 | 1.7 | 0 | 0.5202 | 1.2066 | 0 | 0 | 0 | 0 | 0 | 0 | 0 | 0.49338 | 0.46872 | 3.4751 | 1.4261 | 0.46872 | 0 | 0.46872 | 3.1479 | 52.4656 | 0.20623 | 1.3273 | 0 | 1.7 | 1.4261
2007-07-07 22:00 | 0 | 0 | 135.707 | 90 | 0 | 0 | 0.22255 | 0.22255 | 1.6752 | 0 | 0.51342 | 0.22255 | 0 | 2.2204e-16 | 0 | 0 | 0 | 0 | 0 | 1.4526 | 1.38 | 3.0063 | 1.848 | 1.38 | 0 | 1.38 | 4.4571 | 74.2853 | 0.20632 | 0.2448 | 0 | 1.7 | 1.848
2007-07-07 23:00 | 0 | 0 | 152.321 | 90 | 0 | 0 | 0.091337 | 0.091337 | 1.544 | 0 | 0.4776 | 0.091337 | 0 | 2.2204e-16 | 0 | 0 | 0 | 0 | 0 | 1.4526 | 1.38 | 1.6263 | 3.09 | 1.38 | 0 | 1.38 | 5.7663 | 96.105 | 0.20638 | 0.10047 | 0 | 1.7 | 3.09
2007-07-08 | 0 | 0 | 176.1031 | 90 | 0 | 0 | 0 | 0 | 0 | 0 | 0 | 0 | 0 | 0 | 0 | 0 | 0 | 0 | 0 | 0 | 0 | 0.24634 | 4.332 | 0 | 0 | 0 | 5.7663 | 96.105 | 0.20638 | 0 | 0 | 0 | 4.332
2007-07-08 01:00 | 0 | 0 | -158.5717 | 90 | 0 | 0 | 0.1751 | 0.1751 | 0 | 0 | 0 | 0.1751 | 0 | 0 | 0 | 0 | 0 | 0.18432 | 0.1751 | 0 | 0 | 0.24634 | 4.332 | 0 | 0.18432 | -0.18432 | 5.572 | 92.8669 | 0.20638 | 0.19261 | 0 | 0 | 4.332
2007-07-08 02:00 | 0 | 0 | -139.6989 | 90 | 0 | 0 | 0.23313 | 0.23313 | 0 | 0 | 0 | 0.23313 | 0 | 0 | 2.7756e-17 | 0 | 0 | 0.2454 | 0.23313 | 0 | 0 | 0.45114 | 4.1477 | 0 | 0.2454 | -0.2454 | 5.3134 | 88.5557 | 0.20638 | 0.25644 | 0 | 0 | 4.1477
2007-07-08 03:00 | 0 | 0 | -127.7542 | 90 | 0 | 0 | 0.13133 | 0.13133 | 0 | 0 | 0 | 0.13133 | 0 | 0 | 2.7756e-17 | 0 | 0 | 0.13824 | 0.13133 | 0 | 0 | 0.7238 | 3.9023 | 0 | 0.13824 | -0.13824 | 5.1676 | 86.1271 | 0.20638 | 0.14446 | 0 | 0 | 3.9023
2007-07-08 04:00 | 0 | 0 | -120.3072 | 90 | 0 | 0 | 0.055674 | 0.055674 | 0 | 0 | 0 | 0.055674 | 0 | 0 | 6.9389e-18 | 0 | 0 | 0.058604 | 0.055674 | 0 | 0 | 0.8774 | 3.764 | 0 | 0.058604 | -0.058604 | 5.1059 | 85.0975 | 0.20638 | 0.061241 | 0 | 0 | 3.764
2007-07-08 05:00 | 0 | 0 | -115.586 | 90 | 0 | 0 | 0.29884 | 0.29884 | 0 | 0 | 0 | 0.29884 | 0 | 0 | 5.5511e-17 | 0 | 0 | 0.31456 | 0.29884 | 0 | 0 | 0.94252 | 3.7054 | 0 | 0.31456 | -0.31456 | 4.7743 | 79.5712 | 0.20638 | 0.32872 | 0 | 0 | 3.7054
2007-07-08 06:00 | 0.032622 | 1.43 | -112.6534 | 92.0518 | 0.012181 | 0.021731 | 0.23267 | 0.23267 | 0 | 0 | 0 | 0.23267 | 9.3395 | 0 | 0 | 0 | 0.021731 | 0.24492 | 0.23267 | 0 | 0 | 1.292 | 3.3909 | 0 | 0.22319 | -0.22319 | 4.539 | 75.6502 | 0.20638 | 0.25594 | 0.017385 | 0 | 3.4126
2007-07-08 07:00 | 0.18143 | 15.1878 | -111.1 | 78.2178 | 0.16035 | 0.28607 | 1.9181 | 1.9181 | 1.7 | 0 | 0.5202 | 1.9181 | 14.9145 | 0 | 0 | 0 | 0.28607 | 0.22956 | 0.21808 | 0 | 0 | 1.54 | 3.1677 | 0.056512 | 0 | 0.056512 | 4.5926 | 76.5437 | 0.20639 | 2.1099 | 0.22886 | 1.7 | 3.4537
2007-07-08 08:00 | 0.2791 | 29.0296 | -110.9051 | 64.5158 | 0.26902 | 0.47993 | 2.0671 | 2.0671 | 1.7 | 0 | 0.5202 | 2.0671 | 23.2177 | 0 | 0 | 0 | 0.47993 | 0.38639 | 0.36707 | 0 | 0 | 1.4835 | 3.2185 | 0.093538 | 0 | 0.093538 | 4.6814 | 78.0227 | 0.20639 | 2.2738 | 0.38394 | 1.7 | 3.6985
2007-07-08 09:00 | 0.35539 | 42.8102 | -112.5355 | 51.1705 | 0.34845 | 0.62163 | 1.4881 | 1.4881 | 1.7 | 0 | 0.5202 | 1.4881 | 41.7745 | 0 | 0 | 0 | 0.62163 | 0 | 0 | 0.21193 | 0.20133 | 1.39 | 3.3027 | 0.82297 | 0 | 0.82297 | 5.4621 | 91.0349 | 0.20647 | 1.6369 | 0.49731 | 1.7 | 3.9244
2007-07-08 10:00 | 0.40727 | 56.2711 | -117.5734 | 38.6469 | 0.40174 | 0.7167 | 0.78596 | 0.78596 | 0 | 0 | 0 | 0.78596 | 91.1871 | 1.1102e-16 | 0 | 0 | 0.7167 | 0.82733 | 0.78596 | 0 | 0 | 0.567 | 4.0434 | 0 | 0.11063 | -0.11063 | 5.3455 | 89.0913 | 0.20647 | 0.86456 | 0.57336 | 0 | 4.7601
2007-07-08 11:00 | 0.3439 | 68.6231 | -131.4379 | 28.1417 | 0.34142 | 0.6091 | 0.39032 | 0.39032 | 0 | 0 | 0 | 0.39032 | 156.051 | 0 | 0 | 0 | 0.6091 | 0.41086 | 0.39032 | 0 | 0 | 0.68993 | 3.9328 | 0.19823 | 0 | 0.19823 | 5.5336 | 92.2257 | 0.20643 | 0.42935 | 0.48728 | 0 | 4.5419
2007-07-08 12:00 | 0.53951 | 76.2579 | -171.3576 | 22.7119 | 0.53075 | 0.94686 | 0.3645 | 0.3645 | 0 | 0 | 0 | 0.3645 | 259.7726 | 0.07149 | 0 | 0 | 0.94686 | 0.38368 | 0.3645 | 0 | 0 | 0.49169 | 4.1112 | 0.49169 | 0 | 0.49169 | 6 | 100 | 0.20632 | 0.40095 | 0.75749 | 0 | 5.058
2007-07-08 13:00 | 0.5109 | 71.7049 | 139.3972 | 25.8076 | 0.50308 | 0.89749 | 0.54517 | 0.54517 | 0 | 0 | 0 | 0.54517 | 164.6271 | 0.32363 | 0 | 0 | 0.89749 | 0.57386 | 0.54517 | 0 | 0 | 0 | 4.5537 | 0 | 0 | 0 | 6 | 100 | 0.20632 | 0.59969 | 0.718 | 0 | 5.4512
2007-07-08 14:00 | 0.70069 | 60.1037 | 120.2943 | 35.2436 | 0.67055 | 1.1963 | 1.3141 | 1.3141 | 0.425 | 0 | 0.17213 | 1.3141 | 91.0363 | 0.26042 | 0 | 0 | 1.1963 | 0.93585 | 0.88906 | 0 | 0 | 0 | 4.5537 | 0 | 0 | 0 | 6 | 100 | 0.20632 | 1.4455 | 0.95701 | 1.7 | 5.75
2007-07-08 15:00 | 0.35939 | 46.8386 | 113.544 | 47.3525 | 0.35382 | 0.63122 | 0.088059 | 0.088059 | 0 | 0 | 0 | 0.088059 | 716.811 | 0.53852 | 0 | 0 | 0.63122 | 0.092694 | 0.088059 | 0 | 0 | 0 | 4.5537 | 0 | 0 | 0 | 6 | 100 | 0.20632 | 0.096865 | 0.50497 | 0 | 5.1849
2007-07-08 16:00 | 0.42137 | 33.1152 | 111.1572 | 60.522 | 0.39295 | 0.70102 | 0.99069 | 0.99069 | 0 | 0 | 0 | 0.99069 | 70.7609 | 0 | 1.1102e-16 | 0 | 0.70102 | 1.0428 | 0.99069 | 0 | 0 | 0 | 4.5537 | 0 | 0.34181 | -0.34181 | 5.6397 | 93.9951 | 0.20632 | 1.0898 | 0.56081 | 0 | 5.2547
2007-07-08 17:00 | 0.23235 | 19.2743 | 110.8918 | 74.1482 | 0.21027 | 0.37513 | 2.7322 | 2.7322 | 1.7 | 0 | 0.5202 | 2.7322 | 13.7299 | 0 | 4.4409e-16 | 0 | 0.37513 | 1.0865 | 1.0322 | 0 | 0 | 0.37979 | 4.2119 | 0 | 0.71139 | -0.71139 | 4.8898 | 81.4972 | 0.20632 | 3.0054 | 0.3001 | 1.7 | 4.587
2007-07-08 18:00 | 0.027606 | 5.4781 | 112.0591 | 87.9604 | 0.027066 | 0.048286 | 1.8686 | 1.8686 | 1.7 | 0 | 0.5202 | 1.8686 | 2.5841 | 1.3878e-16 | 0 | 0 | 0.048286 | 0.17747 | 0.1686 | 0 | 0 | 1.1702 | 3.5005 | 0 | 0.12918 | -0.12918 | 4.7537 | 79.2277 | 0.20632 | 2.0555 | 0.038629 | 1.7 | 3.5488
2007-07-08 19:00 | 0 | 0 | 114.5599 | 90 | 0 | 0 | 2.0644 | 2.0644 | 1.7 | 0 | 0.5202 | 2.0644 | 0 | 0 | 0 | 0 | 0 | 0.38357 | 0.36439 | 0 | 0 | 1.3138 | 3.3713 | 0 | 0.38357 | -0.38357 | 4.3494 | 72.4891 | 0.20632 | 2.2708 | 0 | 1.7 | 3.3713
2007-07-08 20:00 | 0 | 0 | 118.6837 | 90 | 0 | 0 | 1.6266 | 1.6266 | 1.7 | 0 | 0.5202 | 1.6266 | 0 | 0 | 0 | 0 | 0 | 0 | 0 | 0.073426 | 0.069754 | 1.7399 | 2.9877 | 0.069754 | 0 | 0.069754 | 4.4155 | 73.592 | 0.20633 | 1.7892 | 0 | 1.7 | 2.9877
2007-07-08 21:00 | 0 | 0 | 125.185 | 90 | 0 | 0 | 0.48627 | 0.48627 | 1.7 | 0 | 0.5202 | 0.48627 | 0 | 0 | 0 | 0 | 0 | 0 | 0 | 1.2137 | 1.153 | 1.6702 | 3.0505 | 1.153 | 0 | 1.153 | 5.5094 | 91.8232 | 0.20647 | 0.53489 | 0 | 1.7 | 3.0505
2007-07-08 22:00 | 0 | 0 | 135.5569 | 90 | 0 | 0 | 0 | 0 | 0 | 0 | 0 | 0 | 0 | 0 | 0 | 0 | 0 | 0 | 0 | 0 | 0 | 0.51715 | 4.0883 | 0 | 0 | 0 | 5.5094 | 91.8232 | 0.20647 | 0 | 0 | 0 | 4.0883
2007-07-08 23:00 | 0 | 0 | 152.1714 | 90 | 0 | 0 | 0.017208 | 0.017208 | 0 | 0 | 0 | 0.017208 | 0 | 0 | 3.4694e-18 | 0 | 0 | 0.018113 | 0.017208 | 0 | 0 | 0.51715 | 4.0883 | 0 | 0.018113 | -0.018113 | 5.4903 | 91.505 | 0.20647 | 0.018929 | 0 | 0 | 4.0883
2007-07-09 | 0 | 0 | 176.0122 | 90 | 0 | 0 | 0.51565 | 0.51565 | 0 | 0 | 0 | 0.51565 | 0 | 0 | 0 | 0 | 0 | 0.54278 | 0.51565 | 0 | 0 | 0.53727 | 4.0701 | 0 | 0.54278 | -0.54278 | 4.9182 | 81.9693 | 0.20647 | 0.56721 | 0 | 0 | 4.0701
2007-07-09 01:00 | 0 | 0 | -158.5589 | 90 | 0 | 0 | 0.027996 | 0.027996 | 0 | 0 | 0 | 0.027996 | 0 | 0 | 3.4694e-18 | 0 | 0 | 0.02947 | 0.027996 | 0 | 0 | 1.1404 | 3.5274 | 0 | 0.02947 | -0.02947 | 4.8871 | 81.4515 | 0.20647 | 0.030796 | 0 | 0 | 3.5274
2007-07-09 02:00 | 0 | 0 | -139.6258 | 90 | 0 | 0 | 0 | 0 | 0 | 0 | 0 | 0 | 0 | 0 | 0 | 0 | 0 | 0 | 0 | 0 | 0 | 1.1731 | 3.4979 | 0 | 0 | 0 | 4.8871 | 81.4515 | 0.20647 | 0 | 0 | 0 | 3.4979
2007-07-09 03:00 | 0 | 0 | -127.6619 | 90 | 0 | 0 | 0.35686 | 0.35686 | 0 | 0 | 0 | 0.35686 | 0 | 0 | 0 | 0 | 0 | 0.37565 | 0.35686 | 0 | 0 | 1.1731 | 3.4979 | 0 | 0.37565 | -0.37565 | 4.4911 | 74.8521 | 0.20647 | 0.39255 | 0 | 0 | 3.4979
2007-07-09 04:00 | 0 | 0 | -120.2102 | 90 | 0 | 0 | 0.017884 | 0.017884 | 0 | 0 | 0 | 0.017884 | 0 | 0 | 3.4694e-18 | 0 | 0 | 0.018825 | 0.017884 | 0 | 0 | 1.5905 | 3.1222 | 0 | 0.018825 | -0.018825 | 4.4713 | 74.5214 | 0.20647 | 0.019672 | 0 | 0 | 3.1222
2007-07-09 05:00 | 0 | 0 | -115.4867 | 90 | 0 | 0 | 0.25753 | 0.25753 | 0 | 0 | 0 | 0.25753 | 0 | 0 | 0 | 0 | 0 | 0.27109 | 0.25753 | 0 | 0 | 1.6114 | 3.1034 | 0 | 0.27109 | -0.27109 | 4.1855 | 69.7589 | 0.20647 | 0.28329 | 0 | 0 | 3.1034
2007-07-09 06:00 | 0.032725 | 1.3731 | -112.5497 | 92.093 | 0.011461 | 0.020446 | 0 | 0 | 0 | 0 | 0 | 0 | 0 | 0 | 0 | 0 | 0.020446 | 0 | 0 | 0 | 0 | 1.9126 | 2.8323 | 0.020446 | 0 | 0.020446 | 4.2049 | 70.0821 | 0.20646 | 0 | 0.016356 | 0 | 2.8528
2007-07-09 07:00 | 0.19915 | 15.1412 | -110.9874 | 78.2476 | 0.17023 | 0.3037 | 0.17887 | 0.17887 | 0 | 0 | 0 | 0.17887 | 169.7868 | 0 | 0 | 0 | 0.3037 | 0.18828 | 0.17887 | 0 | 0 | 1.8922 | 2.8507 | 0.11541 | 0 | 0.11541 | 4.3144 | 71.907 | 0.20644 | 0.19676 | 0.24296 | 0 | 3.1544
2007-07-09 08:00 | 0.4787 | 28.994 | -110.7761 | 64.5325 | 0.42893 | 0.76521 | 0.32674 | 0.32674 | 0 | 0 | 0 | 0.32674 | 234.193 | 0 | 0 | 0 | 0.76521 | 0.34394 | 0.32674 | 0 | 0 | 1.7768 | 2.9546 | 0.42127 | 0 | 0.42127 | 4.7141 | 78.5678 | 0.20635 | 0.35942 | 0.61217 | 0 | 3.7198
2007-07-09 09:00 | 0.7329 | 42.7881 | -112.3771 | 51.1706 | 0.68012 | 1.2133 | 0.68594 | 0.68594 | 0 | 0 | 0 | 0.68594 | 176.8873 | 0 | 0 | 0 | 1.2133 | 0.72204 | 0.68594 | 0 | 0 | 1.3555 | 3.3337 | 0.4913 | 0 | 0.4913 | 5.1802 | 86.3359 | 0.20624 | 0.75453 | 0.97067 | 0 | 4.5471
2007-07-09 10:00 | 0.86999 | 56.2688 | -117.3605 | 38.6228 | 0.82102 | 1.4647 | 0.42019 | 0.42019 | 0 | 0 | 0 | 0.42019 | 348.5763 | 0.15819 | 0 | 0 | 1.4647 | 0.44231 | 0.42019 | 0 | 0 | 0.86419 | 3.7759 | 0.86419 | 0 | 0.86419 | 6 | 100 | 0.20606 | 0.46221 | 1.1718 | 0 | 5.2406
2007-07-09 11:00 | 1.0435 | 68.6576 | -131.1273 | 28.08 | 0.99211 | 1.7699 | 2.1062 | 2.1062 | 0.72625 | 0 | 0.25437 | 2.1062 | 84.0323 | 0.3173 | 0 | 0 | 1.7699 | 1.4526 | 1.38 | 0 | 0 | 0 | 4.5537 | 0 | 0 | 0 | 6 | 100 | 0.20606 | 2.3169 | 1.4159 | 1.7 | 6.3236
2007-07-09 12:00 | 1.0311 | 76.3614 | -171.1159 | 22.605 | 0.98329 | 1.7542 | 0.55054 | 0.55054 | 0 | 0 | 0 | 0.55054 | 318.6305 | 1.1747 | 0 | 0 | 1.7542 | 0.57952 | 0.55054 | 0 | 0 | 0 | 4.5537 | 0 | 0 | 0 | 6 | 100 | 0.20606 | 0.60559 | 1.4033 | 0 | 6.3079
2007-07-09 13:00 | 1.0389 | 71.8124 | 139.2397 | 25.6915 | 0.98914 | 1.7646 | 0.013243 | 0.013243 | 0 | 0 | 0 | 0.013243 | 13324.87 | 1.7507 | 0 | 0 | 1.7646 | 0.01394 | 0.013243 | 0 | 0 | 0 | 4.5537 | 0 | 0 | 0 | 6 | 100 | 0.20606 | 0.014567 | 1.4117 | 0 | 6.3183
2007-07-09 14:00 | 1.0124 | 60.1829 | 120.1177 | 35.146 | 0.95763 | 1.7084 | 1.2756 | 1.2756 | 0.425 | 0 | 0.17213 | 1.2756 | 133.9257 | 0.813 | 0 | 0 | 1.7084 | 0.89542 | 0.85064 | 0 | 0 | 0 | 4.5537 | 0 | 0 | 0 | 6 | 100 | 0.20606 | 1.4032 | 1.3667 | 1.7 | 6.2621
2007-07-09 15:00 | 0.78109 | 46.8992 | 113.3953 | 47.2732 | 0.72951 | 1.3014 | 0.60847 | 0.60847 | 0 | 0 | 0 | 0.60847 | 213.8883 | 0.66095 | 0 | 0 | 1.3014 | 0.64049 | 0.60847 | 0 | 0 | 0 | 4.5537 | 0 | 0 | 0 | 6 | 100 | 0.20606 | 0.66931 | 1.0412 | 0 | 5.8551
2007-07-09 16:00 | 0.49771 | 33.1623 | 111.0276 | 60.4573 | 0.45513 | 0.81195 | 0 | 0 | 0 | 0 | 0 | 0 | 0 | 0.81195 | 0 | 0 | 0.81195 | 0 | 0 | 0 | 0 | 0 | 4.5537 | 0 | 0 | 0 | 6 | 100 | 0.20606 | 0 | 0.64956 | 0 | 5.3656
2007-07-09 17:00 | 0.27084 | 19.31 | 110.7723 | 74.0957 | 0.23579 | 0.42065 | 1.1397 | 1.1397 | 0 | 0 | 0 | 1.1397 | 36.91 | 2.2204e-16 | 0 | 0 | 0.42065 | 1.1997 | 1.1397 | 0 | 0 | 0 | 4.5537 | 0 | 0.779 | -0.779 | 5.1789 | 86.3144 | 0.20606 | 1.2536 | 0.33652 | 0 | 4.9743
2007-07-09 18:00 | 0.04914 | 5.5028 | 111.9429 | 87.9191 | 0.043412 | 0.077448 | 0 | 0 | 0 | 0 | 0 | 0 | 0 | 0 | 0 | 0 | 0.077448 | 0 | 0 | 0 | 0 | 0.86556 | 3.7747 | 0.077448 | 0 | 0.077448 | 5.2523 | 87.5389 | 0.20604 | 0 | 0.061958 | 0 | 3.8521
2007-07-09 19:00 | 0 | 0 | 114.4412 | 90 | 0 | 0 | 0 | 0 | 0 | 0 | 0 | 0 | 0 | 0 | 0 | 0 | 0 | 0 | 0 | 0 | 0 | 0.78811 | 3.8444 | 0 | 0 | 0 | 5.2523 | 87.5389 | 0.20604 | 0 | 0 | 0 | 3.8444
2007-07-09 20:00 | 0 | 0 | 118.5567 | 90 | 0 | 0 | 1.5724 | 1.5724 | 1.7 | 0 | 0.5202 | 1.5724 | 0 | 0 | 0 | 0 | 0 | 0 | 0 | 0.12764 | 0.12126 | 0.78811 | 3.8444 | 0.12126 | 0 | 0.12126 | 5.3674 | 89.4562 | 0.20605 | 1.7296 | 0 | 1.7 | 3.8444
2007-07-09 21:00 | 0 | 0 | 125.0443 | 90 | 0 | 0 | 2.0335 | 2.0335 | 1.7 | 0 | 0.5202 | 2.0335 | 0 | 0 | 0 | 0 | 0 | 0.35108 | 0.33352 | 0 | 0 | 0.66685 | 3.9535 | 0 | 0.35108 | -0.35108 | 4.9973 | 83.2884 | 0.20605 | 2.2369 | 0 | 1.7 | 3.9535
2007-07-09 22:00 | 0 | 0 | 135.4008 | 90 | 0 | 0 | 0.54076 | 0.54076 | 0 | 0 | 0 | 0.54076 | 0 | 0 | 1.1102e-16 | 0 | 0 | 0.56922 | 0.54076 | 0 | 0 | 1.0569 | 3.6024 | 0 | 0.56922 | -0.56922 | 4.3973 | 73.2882 | 0.20605 | 0.59484 | 0 | 0 | 3.6024
2007-07-09 23:00 | 0 | 0 | 152.0175 | 90 | 0 | 0 | 0.17725 | 0.17725 | 0 | 0 | 0 | 0.17725 | 0 | 0 | 2.7756e-17 | 0 | 0 | 0.18658 | 0.17725 | 0 | 0 | 1.6894 | 3.0332 | 0 | 0.18658 | -0.18658 | 4.2006 | 70.0103 | 0.20605 | 0.19498 | 0 | 0 | 3.0332
2007-07-10 | 0 | 0 | 175.9223 | 90 | 0 | 0 | 0.30782 | 0.30782 | 0 | 0 | 0 | 0.30782 | 0 | 0 | 5.5511e-17 | 0 | 0 | 0.32402 | 0.30782 | 0 | 0 | 1.8967 | 2.8466 | 0 | 0.32402 | -0.32402 | 3.8591 | 64.3179 | 0.20605 | 0.3386 | 0 | 0 | 2.8466
2007-07-10 01:00 | 0 | 0 | -158.5393 | 90 | 0 | 0 | 0.537 | 0.537 | 0 | 0 | 0 | 0.537 | 0 | 0 | 0 | 0 | 0 | 0.56526 | 0.537 | 0 | 0 | 2.2567 | 2.5226 | 0 | 0.56526 | -0.56526 | 3.2632 | 54.3872 | 0.20605 | 0.5907 | 0 | 0 | 2.5226
2007-07-10 02:00 | 0 | 0 | -139.5441 | 90 | 0 | 0 | 0.30581 | 0.30581 | 0 | 0 | 0 | 0.30581 | 0 | 0 | 5.5511e-17 | 0 | 0 | 0.3219 | 0.30581 | 0 | 0 | 2.8848 | 1.9574 | 0 | 0.3219 | -0.3219 | 2.9239 | 48.732 | 0.20605 | 0.33639 | 0 | 0 | 1.9574
2007-07-10 03:00 | 0 | 0 | -127.5614 | 90 | 0 | 0 | 0.64843 | 0.64843 | 0 | 0 | 0 | 0.64843 | 0 | 0 | 1.1102e-16 | 0 | 0 | 0.68255 | 0.64843 | 0 | 0 | 3.2425 | 1.6355 | 0 | 0.68255 | -0.68255 | 2.2044 | 36.7407 | 0.20605 | 0.71327 | 0 | 0 | 1.6355
2007-07-10 04:00 | 0 | 0 | -120.1056 | 90 | 0 | 0 | 0 | 0 | 0 | 0 | 0 | 0 | 0 | 0 | 0 | 0 | 0 | 0 | 0 | 0 | 0 | 4.0009 | 0.9529 | 0 | 0 | 0 | 2.2044 | 36.7407 | 0.20605 | 0 | 0 | 0 | 0.9529
2007-07-10 05:00 | 0 | 0 | -115.3804 | 90 | 0 | 0 | 0.082433 | 0.082433 | 0 | 0 | 0 | 0.082433 | 0 | 0 | 1.3878e-17 | 0 | 0 | 0.086772 | 0.082433 | 0 | 0 | 4.0009 | 0.9529 | 0 | 0.086772 | -0.086772 | 2.113 | 35.2163 | 0.20605 | 0.090677 | 0 | 0 | 0.9529
2007-07-10 06:00 | 0.0077588 | 1.3165 | -112.4391 | 92.133 | 0.0076117 | 0.013579 | 0.54206 | 0.54206 | 0 | 0 | 0 | 0.54206 | 2.5051 | 0 | 0 | 0 | 0.013579 | 0.57059 | 0.54206 | 0 | 0 | 4.0973 | 0.86613 | 0 | 0.55701 | -0.55701 | 1.5258 | 25.4306 | 0.20605 | 0.59627 | 0.010863 | 0 | 0.87971
2007-07-10 07:00 | 0.14821 | 15.0955 | -110.8678 | 78.2755 | 0.13859 | 0.24724 | 3.9855 | 2.2285 | 1.7 | 0 | 0.5202 | 2.2285 | 11.0945 | 0 | 1.7569 | 2.3434 | 0.24724 | 0.55636 | 0.52854 | 0 | 0 | 4.7162 | 0.30912 | 0 | 0.30912 | -0.30912 | 1.2 | 20 | 0.20605 | 4.384 | 0.1978 | 1.7 | 0.55636
2007-07-10 08:00 | 0.28637 | 28.9599 | -110.6396 | 64.5468 | 0.27522 | 0.49098 | 0.78951 | 0.78951 | 1.7 | 0 | 0.5202 | 0.78951 | 62.1888 | 0 | 0 | 0 | 0.49098 | 0 | 0 | 0.91049 | 0.86497 | 5.0597 | 0 | 1.356 | 0 | 1.356 | 2.4864 | 41.4395 | 0.20617 | 0.86846 | 0.39279 | 1.7 | 0.49098
2007-07-10 09:00 | 0.3673 | 42.7681 | -112.2102 | 51.1674 | 0.35947 | 0.64129 | 0.73891 | 0.73891 | 1.7 | 0 | 0.5202 | 0.73891 | 86.7891 | 0 | 0 | 0 | 0.64129 | 0 | 0 | 0.96109 | 0.91303 | 3.7037 | 1.2204 | 1.5543 | 0 | 1.5543 | 3.9609 | 66.0155 | 0.20623 | 0.8128 | 0.51304 | 1.7 | 1.8617
2007-07-10 10:00 | 0.63837 | 56.2694 | -117.1369 | 38.5944 | 0.61232 | 1.0924 | 0.81578 | 0.81578 | 1.7 | 0 | 0.5202 | 0.81578 | 133.9058 | 1.1102e-16 | 0 | 0 | 1.0924 | 0 | 0 | 0.88422 | 0.84001 | 2.1494 | 2.6193 | 1.9324 | 0 | 1.9324 | 5.7942 | 96.5692 | 0.20622 | 0.89736 | 0.8739 | 1.7 | 3.7116
2007-07-10 11:00 | 0.46636 | 68.6966 | -130.8031 | 28.0126 | 0.46035 | 0.82126 | 1.6613 | 1.6613 | 1.0873 | 0 | 0.35293 | 1.6613 | 49.4332 | 8.3267e-17 | 0 | 0 | 0.82126 | 0.60427 | 0.57406 | 0 | 0 | 0.21699 | 4.3584 | 0.21699 | 0 | 0.21699 | 6 | 100 | 0.20624 | 1.8275 | 0.65701 | 1.7 | 5.1797
2007-07-10 12:00 | 0.87824 | 76.4714 | -170.8713 | 22.4915 | 0.84085 | 1.5001 | 0 | 0 | 0 | 0 | 0 | 0 | 0 | 1.5001 | 0 | 0 | 1.5001 | 0 | 0 | 0 | 0 | 0 | 4.5537 | 0 | 0 | 0 | 6 | 100 | 0.20624 | 0 | 1.2001 | 0 | 6.0538
2007-07-10 13:00 | 0.6853 | 71.9236 | 139.0623 | 25.5703 | 0.66426 | 1.185 | 0.97304 | 0.97304 | 0 | 0 | 0 | 0.97304 | 121.7873 | 0.16079 | 0 | 0 | 1.185 | 1.0243 | 0.97304 | 0 | 0 | 0 | 4.5537 | 0 | 0 | 0 | 6 | 100 | 0.20624 | 1.0703 | 0.94803 | 0 | 5.7387
2007-07-10 14:00 | 0.60563 | 60.2632 | 119.927 | 35.0456 | 0.58637 | 1.0461 | 0.72883 | 0.72883 | 0 | 0 | 0 | 0.72883 | 143.5281 | 0.27889 | 0 | 0 | 1.0461 | 0.76719 | 0.72883 | 0 | 0 | 0 | 4.5537 | 0 | 0 | 0 | 6 | 100 | 0.20624 | 0.80171 | 0.83686 | 0 | 5.5998
2007-07-10 15:00 | 0.45335 | 46.9595 | 113.2365 | 47.1927 | 0.44025 | 0.78541 | 0.49408 | 0.49408 | 0 | 0 | 0 | 0.49408 | 158.9645 | 0.26533 | 0 | 0 | 0.78541 | 0.52008 | 0.49408 | 0 | 0 | 0 | 4.5537 | 0 | 0 | 0 | 6 | 100 | 0.20624 | 0.54349 | 0.62833 | 0 | 5.3391
2007-07-10 16:00 | 0.34966 | 33.2084 | 110.8899 | 60.3924 | 0.33479 | 0.59726 | 1.7515 | 1.7515 | 1.1841 | 0 | 0.37935 | 1.7515 | 34.1007 | 1.1102e-16 | 0 | 0 | 0.59726 | 0.59726 | 0.5674 | 0 | 0 | 0 | 4.5537 | 0 | 0 | 0 | 6 | 100 | 0.20624 | 1.9266 | 0.47781 | 1.7 | 5.151
2007-07-10 17:00 | 0.24235 | 19.3441 | 110.6458 | 74.0437 | 0.21747 | 0.38796 | 0 | 0 | 0 | 0 | 0 | 0 | 0 | 0.38796 | 0 | 0 | 0.38796 | 0 | 0 | 0 | 0 | 0 | 4.5537 | 0 | 0 | 0 | 6 | 100 | 0.20624 | 0 | 0.31037 | 0 | 4.9416
2007-07-10 18:00 | 0.053697 | 5.5253 | 111.8202 | 87.8791 | 0.045253 | 0.080732 | 1.0493 | 1.0493 | 0 | 0 | 0 | 1.0493 | 7.6938 | 0 | 0 | 0 | 0.080732 | 1.1045 | 1.0493 | 0 | 0 | 0 | 4.5537 | 0 | 1.0238 | -1.0238 | 4.9208 | 82.0136 | 0.20624 | 1.1542 | 0.064586 | 0 | 4.6344
2007-07-10 19:00 | 0 | 0 | 114.3162 | 90 | 0 | 0 | 1.9362 | 1.9362 | 1.7 | 0 | 0.5202 | 1.9362 | 0 | 0 | 0 | 0 | 0 | 0.24861 | 0.23618 | 0 | 0 | 1.1376 | 3.5299 | 0 | 0.24861 | -0.24861 | 4.6588 | 77.6459 | 0.20624 | 2.1298 | 0 | 1.7 | 3.5299
2007-07-10 20:00 | 0 | 0 | 118.4234 | 90 | 0 | 0 | 0 | 0 | 1.4526 | 0 | 0.45267 | 0 | 0 | 0 | 0 | 0 | 0 | 0 | 0 | 1.4526 | 1.38 | 1.4138 | 3.2813 | 1.38 | 0 | 1.38 | 5.9679 | 99.4656 | 0.20627 | 0 | 0 | 1.7 | 3.2813
2007-07-10 21:00 | 0 | 0 | 124.8972 | 90 | 0 | 0 | 2.4027 | 2.4027 | 1.7 | 0 | 0.5202 | 2.4027 | 0 | 0 | 0 | 0 | 0 | 0.73964 | 0.70266 | 0 | 0 | 0.0338 | 4.5233 | 0 | 0.73964 | -0.73964 | 5.1883 | 86.4714 | 0.20627 | 2.6429 | 0 | 1.7 | 4.5233
2007-07-10 22:00 | 0 | 0 | 135.2384 | 90 | 0 | 0 | 0 | 0 | 0 | 0 | 0 | 0 | 0 | 0 | 0 | 0 | 0 | 0 | 0 | 0 | 0 | 0.85563 | 3.7836 | 0 | 0 | 0 | 5.1883 | 86.4714 | 0.20627 | 0 | 0 | 0 | 3.7836
2007-07-10 23:00 | 0 | 0 | 151.8591 | 90 | 0 | 0 | 0 | 0 | 0 | 0 | 0 | 0 | 0 | 0 | 0 | 0 | 0 | 0 | 0 | 0 | 0 | 0.85563 | 3.7836 | 0 | 0 | 0 | 5.1883 | 86.4714 | 0.20627 | 0 | 0 | 0 | 3.7836
2007-07-11 | 0 | 0 | 175.8334 | 90 | 0 | 0 | 0.473 | 0.473 | 0 | 0 | 0 | 0.473 | 0 | 0 | 5.5511e-17 | 0 | 0 | 0.49789 | 0.473 | 0 | 0 | 0.85563 | 3.7836 | 0 | 0.49789 | -0.49789 | 4.6635 | 77.7243 | 0.20627 | 0.5203 | 0 | 0 | 3.7836
2007-07-11 01:00 | 0 | 0 | -158.5125 | 90 | 0 | 0 | 0 | 0 | 0 | 0 | 0 | 0 | 0 | 0 | 0 | 0 | 0 | 0 | 0 | 0 | 0 | 1.4088 | 3.2857 | 0 | 0 | 0 | 4.6635 | 77.7243 | 0.20627 | 0 | 0 | 0 | 3.2857
2007-07-11 02:00 | 0 | 0 | -139.4535 | 90 | 0 | 0 | 0 | 0 | 0 | 0 | 0 | 0 | 0 | 0 | 0 | 0 | 0 | 0 | 0 | 0 | 0 | 1.4088 | 3.2857 | 0 | 0 | 0 | 4.6635 | 77.7243 | 0.20627 | 0 | 0 | 0 | 3.2857
2007-07-11 03:00 | 0 | 0 | -127.4525 | 90 | 0 | 0 | 0.17511 | 0.17511 | 0 | 0 | 0 | 0.17511 | 0 | 0 | 0 | 0 | 0 | 0.18433 | 0.17511 | 0 | 0 | 1.4088 | 3.2857 | 0 | 0.18433 | -0.18433 | 4.4692 | 74.486 | 0.20627 | 0.19262 | 0 | 0 | 3.2857
2007-07-11 04:00 | 0 | 0 | -119.9936 | 90 | 0 | 0 | 0.24372 | 0.24372 | 0 | 0 | 0 | 0.24372 | 0 | 0 | 2.7756e-17 | 0 | 0 | 0.25654 | 0.24372 | 0 | 0 | 1.6136 | 3.1014 | 0 | 0.25654 | -0.25654 | 4.1988 | 69.979 | 0.20627 | 0.26809 | 0 | 0 | 3.1014
2007-07-11 05:00 | 0 | 0 | -115.2671 | 90 | 0 | 0 | 0.16705 | 0.16705 | 0 | 0 | 0 | 0.16705 | 0 | 0 | 0 | 0 | 0 | 0.17584 | 0.16705 | 0 | 0 | 1.8987 | 2.8449 | 0 | 0.17584 | -0.17584 | 4.0134 | 66.8898 | 0.20627 | 0.18375 | 0 | 0 | 2.8449
2007-07-11 06:00 | 0.032385 | 1.2602 | -112.3219 | 92.1717 | 0.010616 | 0.01894 | 0.23661 | 0.23661 | 0 | 0 | 0 | 0.23661 | 8.0047 | 0 | 2.7756e-17 | 0 | 0.01894 | 0.24906 | 0.23661 | 0 | 0 | 2.0941 | 2.669 | 0 | 0.23012 | -0.23012 | 3.7708 | 62.847 | 0.20627 | 0.26027 | 0.015152 | 0 | 2.688
2007-07-11 07:00 | 0.18727 | 15.0506 | -110.7414 | 78.3016 | 0.16338 | 0.29148 | 0.097986 | 0.097986 | 0 | 0 | 0 | 0.097986 | 297.4679 | 0 | 0 | 0 | 0.29148 | 0.10314 | 0.097986 | 0 | 0 | 2.3498 | 2.4389 | 0.18833 | 0 | 0.18833 | 3.9495 | 65.8248 | 0.20623 | 0.10779 | 0.23318 | 0 | 2.7304
2007-07-11 08:00 | 0.50723 | 28.9273 | -110.4958 | 64.5585 | 0.4541 | 0.81011 | 0 | 0 | 0 | 0 | 0 | 0 | 0 | 0 | 0 | 0 | 0.81011 | 0 | 0 | 0 | 0 | 2.1614 | 2.6084 | 0.81011 | 0 | 0.81011 | 4.718 | 78.6338 | 0.20606 | 0 | 0.64809 | 0 | 3.4185
2007-07-11 09:00 | 0.79603 | 42.7502 | -112.0347 | 51.1609 | 0.7388 | 1.318 | 1.1584 | 1.1584 | 0 | 0 | 0 | 1.1584 | 113.7834 | 0 | 0 | 0 | 1.318 | 1.2193 | 1.1584 | 0 | 0 | 1.3513 | 3.3375 | 0.098696 | 0 | 0.098696 | 4.8117 | 80.1943 | 0.20604 | 1.2742 | 1.0544 | 0 | 4.6555
2007-07-11 10:00 | 0.88844 | 56.2729 | -116.9028 | 38.5618 | 0.83896 | 1.4967 | 0.033916 | 0.033916 | 0 | 0 | 0 | 0.033916 | 4412.915 | 0.20838 | 0 | 0 | 1.4967 | 0.035701 | 0.033916 | 0 | 0 | 1.2526 | 3.4263 | 1.2526 | 0 | 1.2526 | 6 | 100 | 0.20577 | 0.037308 | 1.1974 | 0 | 4.923
2007-07-11 11:00 | 0.92611 | 68.7399 | -130.4652 | 27.9395 | 0.88202 | 1.5735 | 0 | 0 | 0 | 0 | 0 | 0 | 0 | 1.5735 | 0 | 0 | 1.5735 | 0 | 0 | 0 | 0 | 0 | 4.5537 | 0 | 0 | 0 | 6 | 100 | 0.20577 | 0 | 1.2588 | 0 | 6.1272
2007-07-11 12:00 | 0.97413 | 76.588 | -170.6236 | 22.3714 | 0.93008 | 1.6593 | 0.35197 | 0.35197 | 0 | 0 | 0 | 0.35197 | 471.4231 | 1.2888 | 0 | 0 | 1.6593 | 0.37049 | 0.35197 | 0 | 0 | 0 | 4.5537 | 0 | 0 | 0 | 6 | 100 | 0.20577 | 0.38716 | 1.3274 | 0 | 6.2129
2007-07-11 13:00 | 0.92614 | 72.0384 | 138.8647 | 25.4442 | 0.88358 | 1.5763 | 1.824 | 1.824 | 0.44395 | 0 | 0.1773 | 1.824 | 86.4227 | 0.12368 | 0 | 0 | 1.5763 | 1.4526 | 1.38 | 0 | 0 | 0 | 4.5537 | 0 | 0 | 0 | 6 | 100 | 0.20577 | 2.0063 | 1.261 | 1.7 | 6.13
2007-07-11 14:00 | 0.84409 | 60.3443 | 119.7218 | 34.9426 | 0.8007 | 1.4284 | 1.0998 | 1.0998 | 0 | 0 | 0 | 1.0998 | 129.8801 | 0.27074 | 0 | 0 | 1.4284 | 1.1577 | 1.0998 | 0 | 0 | 0 | 4.5537 | 0 | 0 | 0 | 6 | 100 | 0.20577 | 1.2098 | 1.1428 | 0 | 5.9821
2007-07-11 15:00 | 0.59174 | 47.0195 | 113.0673 | 47.1112 | 0.56112 | 1.001 | 0.14695 | 0.14695 | 0 | 0 | 0 | 0.14695 | 681.2322 | 0.84636 | 0 | 0 | 1.001 | 0.15468 | 0.14695 | 0 | 0 | 0 | 4.5537 | 0 | 0 | 0 | 6 | 100 | 0.20577 | 0.16164 | 0.80084 | 0 | 5.5547
2007-07-11 16:00 | 0.52525 | 33.2534 | 110.744 | 60.3274 | 0.47908 | 0.85468 | 2.7126 | 2.7126 | 1.7 | 0 | 0.5202 | 2.7126 | 31.5075 | 2.2204e-16 | 0 | 0 | 0.85468 | 1.0659 | 1.0126 | 0 | 0 | 0 | 4.5537 | 0 | 0.21123 | -0.21123 | 5.7774 | 96.289 | 0.20577 | 2.9839 | 0.68374 | 1.7 | 5.4084
2007-07-11 17:00 | 0.3457 | 19.3765 | 110.5123 | 73.9925 | 0.29092 | 0.51901 | 1.3327 | 1.3327 | 1.0627 | 0 | 0.3462 | 1.3327 | 38.9429 | 1.3878e-16 | 0 | 0 | 0.51901 | 0.2843 | 0.27009 | 0 | 0 | 0.2347 | 4.3425 | 0.2347 | 0 | 0.2347 | 6 | 100 | 0.20579 | 1.466 | 0.41521 | 1.7 | 4.8615
2007-07-11 18:00 | 0.085483 | 5.5456 | 111.6911 | 87.8403 | 0.042136 | 0.07517 | 2.4035 | 2.4035 | 1.7 | 0 | 0.5202 | 2.4035 | 3.1276 | 0 | 0 | 0 | 0.07517 | 0.74048 | 0.70346 | 0 | 0 | 0 | 4.5537 | 0 | 0.66531 | -0.66531 | 5.2987 | 88.3117 | 0.20579 | 2.6438 | 0.060136 | 1.7 | 4.6289
2007-07-11 19:00 | 0 | 0 | 114.185 | 90 | 0 | 0 | 2.2497 | 2.2497 | 1.7 | 0 | 0.5202 | 2.2497 | 0 | 0 | 0 | 0 | 0 | 0.57865 | 0.54972 | 0 | 0 | 0.73923 | 3.8884 | 0 | 0.57865 | -0.57865 | 4.6888 | 78.1459 | 0.20579 | 2.4747 | 0 | 1.7 | 3.8884
2007-07-11 20:00 | 0 | 0 | 118.284 | 90 | 0 | 0 | 1.2148 | 1.2148 | 1.7 | 0 | 0.5202 | 1.2148 | 0 | 0 | 0 | 0 | 0 | 0 | 0 | 0.48524 | 0.46098 | 1.3822 | 3.3097 | 0.46098 | 0 | 0.46098 | 5.1261 | 85.4347 | 0.20584 | 1.3362 | 0 | 1.7 | 3.3097
2007-07-11 21:00 | 0 | 0 | 124.7438 | 90 | 0 | 0 | 0 | 0 | 0 | 0 | 0 | 0 | 0 | 0 | 0 | 0 | 0 | 0 | 0 | 0 | 0 | 0.92119 | 3.7246 | 0 | 0 | 0 | 5.1261 | 85.4347 | 0.20584 | 0 | 0 | 0 | 3.7246
2007-07-11 22:00 | 0 | 0 | 135.07 | 90 | 0 | 0 | 0 | 0 | 0 | 0 | 0 | 0 | 0 | 0 | 0 | 0 | 0 | 0 | 0 | 0 | 0 | 0.92119 | 3.7246 | 0 | 0 | 0 | 5.1261 | 85.4347 | 0.20584 | 0 | 0 | 0 | 3.7246
2007-07-11 23:00 | 0 | 0 | 151.6964 | 90 | 0 | 0 | 0 | 0 | 0 | 0 | 0 | 0 | 0 | 0 | 0 | 0 | 0 | 0 | 0 | 0 | 0 | 0.92119 | 3.7246 | 0 | 0 | 0 | 5.1261 | 85.4347 | 0.20584 | 0 | 0 | 0 | 3.7246
2007-07-12 | 0 | 0 | 175.7457 | 90 | 0 | 0 | 0.074652 | 0.074652 | 0 | 0 | 0 | 0.074652 | 0 | 0 | 1.3878e-17 | 0 | 0 | 0.078581 | 0.074652 | 0 | 0 | 0.92119 | 3.7246 | 0 | 0.078581 | -0.078581 | 5.0433 | 84.0541 | 0.20584 | 0.082117 | 0 | 0 | 3.7246
2007-07-12 01:00 | 0 | 0 | -158.4785 | 90 | 0 | 0 | 0.25165 | 0.25165 | 0 | 0 | 0 | 0.25165 | 0 | 0 | 0 | 0 | 0 | 0.26489 | 0.25165 | 0 | 0 | 1.0085 | 3.646 | 0 | 0.26489 | -0.26489 | 4.764 | 79.4005 | 0.20584 | 0.27681 | 0 | 0 | 3.646
2007-07-12 02:00 | 0 | 0 | -139.354 | 90 | 0 | 0 | 0.7678 | 0.7678 | 0 | 0 | 0 | 0.7678 | 0 | 0 | 1.1102e-16 | 0 | 0 | 0.80821 | 0.7678 | 0 | 0 | 1.3028 | 3.3811 | 0 | 0.80821 | -0.80821 | 3.9121 | 65.2016 | 0.20584 | 0.84458 | 0 | 0 | 3.3811
2007-07-12 03:00 | 0 | 0 | -127.3354 | 90 | 0 | 0 | 0.4087 | 0.4087 | 0 | 0 | 0 | 0.4087 | 0 | 0 | 5.5511e-17 | 0 | 0 | 0.43021 | 0.4087 | 0 | 0 | 2.2008 | 2.5729 | 0 | 0.43021 | -0.43021 | 3.4586 | 57.6436 | 0.20584 | 0.44957 | 0 | 0 | 2.5729
2007-07-12 04:00 | 0 | 0 | -119.8741 | 90 | 0 | 0 | 0.10153 | 0.10153 | 0 | 0 | 0 | 0.10153 | 0 | 0 | 1.3878e-17 | 0 | 0 | 0.10687 | 0.10153 | 0 | 0 | 2.6789 | 2.1427 | 0 | 0.10687 | -0.10687 | 3.346 | 55.766 | 0.20584 | 0.11168 | 0 | 0 | 2.1427
2007-07-12 05:00 | 0 | 0 | -115.1469 | 90 | 0 | 0 | 0.23997 | 0.23997 | 0 | 0 | 0 | 0.23997 | 0 | 0 | 2.7756e-17 | 0 | 0 | 0.2526 | 0.23997 | 0 | 0 | 2.7976 | 2.0358 | 0 | 0.2526 | -0.2526 | 3.0797 | 51.3283 | 0.20584 | 0.26397 | 0 | 0 | 2.0358
2007-07-12 06:00 | 0.034155 | 1.2042 | -112.1979 | 92.2091 | 0.008138 | 0.014518 | 0.33325 | 0.33325 | 0 | 0 | 0 | 0.33325 | 4.3566 | 0 | 0 | 0 | 0.014518 | 0.35079 | 0.33325 | 0 | 0 | 3.0783 | 1.7832 | 0 | 0.33627 | -0.33627 | 2.7252 | 45.4207 | 0.20584 | 0.36658 | 0.011615 | 0 | 1.7978
2007-07-12 07:00 | 0.26777 | 15.0067 | -110.6081 | 78.3257 | 0.21284 | 0.37971 | 0.46642 | 0.46642 | 0 | 0 | 0 | 0.46642 | 81.4099 | 0 | 5.5511e-17 | 0 | 0.37971 | 0.49097 | 0.46642 | 0 | 0 | 3.4519 | 1.447 | 0 | 0.11126 | -0.11126 | 2.608 | 43.4661 | 0.20584 | 0.51306 | 0.30377 | 0 | 1.8267
2007-07-12 08:00 | 0.54193 | 28.8961 | -110.3445 | 64.5677 | 0.48502 | 0.86528 | 2.4204 | 2.4204 | 1.7 | 0 | 0.5202 | 2.4204 | 35.7498 | 0 | 0 | 0 | 0.86528 | 0.7583 | 0.72038 | 0 | 0 | 3.5755 | 1.3357 | 0.10698 | 0 | 0.10698 | 2.7095 | 45.1577 | 0.20585 | 2.6624 | 0.69223 | 1.7 | 2.201
2007-07-12 09:00 | 0.67453 | 42.7345 | -111.8508 | 51.1512 | 0.62759 | 1.1196 | 1.6369 | 1.6369 | 1.7 | 0 | 0.5202 | 1.6369 | 68.3991 | 0 | 0 | 0 | 1.1196 | 0 | 0 | 0.063108 | 0.059953 | 3.4685 | 1.432 | 1.1796 | 0 | 1.1796 | 3.8285 | 63.8083 | 0.20595 | 1.8006 | 0.8957 | 1.7 | 2.5516
2007-07-12 10:00 | 0.81331 | 56.2794 | -116.6581 | 38.5249 | 0.76933 | 1.3725 | 0.61202 | 0.61202 | 1.4827 | 0 | 0.46087 | 0.61202 | 224.2557 | 0 | 0 | 0 | 1.3725 | 0 | 0 | 0.87066 | 0.82712 | 2.289 | 2.4936 | 2.1996 | 0 | 2.1996 | 5.9152 | 98.5871 | 0.20582 | 0.67322 | 1.098 | 1.7 | 3.8661
2007-07-12 11:00 | 0.96984 | 68.7875 | -130.1135 | 27.8609 | 0.92344 | 1.6474 | 1.5667 | 1.5667 | 0.425 | 0 | 0.17213 | 1.5667 | 105.1505 | 0.35625 | 0 | 0 | 1.6474 | 1.2018 | 1.1417 | 0 | 0 | 0.089357 | 4.4733 | 0.089357 | 0 | 0.089357 | 6 | 100 | 0.2058 | 1.7234 | 1.3179 | 1.7 | 6.1207
2007-07-12 12:00 | 1.11 | 76.711 | -170.3727 | 22.2447 | 1.0593 | 1.8897 | 1.4818 | 1.4818 | 0.425 | 0 | 0.17213 | 1.4818 | 127.5272 | 0.77728 | 0 | 0 | 1.8897 | 1.1124 | 1.0568 | 0 | 0 | 0 | 4.5537 | 0 | 0 | 0 | 6 | 100 | 0.2058 | 1.63 | 1.5118 | 1.7 | 6.4434
2007-07-12 13:00 | 0.9333 | 72.1566 | 138.6461 | 25.3133 | 0.89061 | 1.5888 | 0.94896 | 0.94896 | 0 | 0 | 0 | 0.94896 | 167.4294 | 0.58993 | 0 | 0 | 1.5888 | 0.99891 | 0.94896 | 0 | 0 | 0 | 4.5537 | 0 | 0 | 0 | 6 | 100 | 0.2058 | 1.0439 | 1.2711 | 0 | 6.1425
2007-07-12 14:00 | 0.90706 | 60.4263 | 119.5022 | 34.8371 | 0.85971 | 1.5337 | 0 | 0 | 0 | 0 | 0 | 0 | 0 | 1.5337 | 0 | 0 | 1.5337 | 0 | 0 | 0 | 0 | 0 | 4.5537 | 0 | 0 | 0 | 6 | 100 | 0.2058 | 0 | 1.227 | 0 | 6.0874
2007-07-12 15:00 | 0.77203 | 47.0791 | 112.8879 | 47.0286 | 0.72227 | 1.2885 | 1.2754 | 1.2754 | 0.425 | 0 | 0.17213 | 1.2754 | 101.03 | 0.39338 | 0 | 0 | 1.2885 | 0.89515 | 0.85039 | 0 | 0 | 0 | 4.5537 | 0 | 0 | 0 | 6 | 100 | 0.2058 | 1.4029 | 1.0308 | 1.7 | 5.8422
2007-07-12 16:00 | 0.40648 | 33.2973 | 110.59 | 60.2625 | 0.38198 | 0.68146 | 0 | 0 | 0 | 0 | 0 | 0 | 0 | 0.68146 | 0 | 0 | 0.68146 | 0 | 0 | 0 | 0 | 0 | 4.5537 | 0 | 0 | 0 | 6 | 100 | 0.2058 | 0 | 0.54517 | 0 | 5.2351
2007-07-12 17:00 | 0.20696 | 19.4071 | 110.3718 | 73.9419 | 0.19326 | 0.34478 | 0.71282 | 0.71282 | 0 | 0 | 0 | 0.71282 | 48.3687 | 0 | 1.1102e-16 | 0 | 0.34478 | 0.75033 | 0.71282 | 0 | 0 | 0 | 4.5537 | 0 | 0.40555 | -0.40555 | 5.5725 | 92.8752 | 0.2058 | 0.7841 | 0.27582 | 0 | 4.8985
2007-07-12 18:00 | 0.05729 | 5.5635 | 111.5557 | 87.8029 | 0.046482 | 0.082925 | 1.7883 | 1.7883 | 1.7 | 0 | 0.5202 | 1.7883 | 4.6371 | 4.1633e-17 | 0 | 0 | 0.082925 | 0.092915 | 0.08827 | 0 | 0 | 0.45061 | 4.1481 | 0 | 0.0099908 | -0.0099908 | 5.562 | 92.6997 | 0.2058 | 1.9671 | 0.06634 | 1.7 | 4.2311
2007-07-12 19:00 | 0 | 0 | 114.0477 | 90 | 0 | 0 | 0.81646 | 0.81646 | 0 | 0 | 0 | 0.81646 | 0 | 0 | 1.1102e-16 | 0 | 0 | 0.85943 | 0.81646 | 0 | 0 | 0.46172 | 4.1381 | 0 | 0.85943 | -0.85943 | 4.6561 | 77.6011 | 0.2058 | 0.8981 | 0 | 0 | 4.1381
2007-07-12 20:00 | 0 | 0 | 118.1384 | 90 | 0 | 0 | 0 | 0 | 0 | 0 | 0 | 0 | 0 | 0 | 0 | 0 | 0 | 0 | 0 | 0 | 0 | 1.4166 | 3.2787 | 0 | 0 | 0 | 4.6561 | 77.6011 | 0.2058 | 0 | 0 | 0 | 3.2787
2007-07-12 21:00 | 0 | 0 | 124.5842 | 90 | 0 | 0 | 0.95477 | 0.95477 | 0 | 0 | 0 | 0.95477 | 0 | 0 | 1.1102e-16 | 0 | 0 | 1.005 | 0.95477 | 0 | 0 | 1.4166 | 3.2787 | 0 | 1.005 | -1.005 | 3.5967 | 59.9448 | 0.2058 | 1.0502 | 0 | 0 | 3.2787
2007-07-12 22:00 | 0 | 0 | 134.8955 | 90 | 0 | 0 | 0.20784 | 0.20784 | 0 | 0 | 0 | 0.20784 | 0 | 0 | 2.7756e-17 | 0 | 0 | 0.21878 | 0.20784 | 0 | 0 | 2.5333 | 2.2737 | 0 | 0.21878 | -0.21878 | 3.3661 | 56.1013 | 0.2058 | 0.22862 | 0 | 0 | 2.2737
2007-07-12 23:00 | 0 | 0 | 151.5294 | 90 | 0 | 0 | 0.24368 | 0.24368 | 0 | 0 | 0 | 0.24368 | 0 | 0 | 2.7756e-17 | 0 | 0 | 0.25651 | 0.24368 | 0 | 0 | 2.7764 | 2.0549 | 0 | 0.25651 | -0.25651 | 3.0957 | 51.5949 | 0.2058 | 0.26805 | 0 | 0 | 2.0549
2007-07-13 | 0 | 0 | 175.6592 | 90 | 0 | 0 | 0.20404 | 0.20404 | 0 | 0 | 0 | 0.20404 | 0 | 0 | 0 | 0 | 0 | 0.21478 | 0.20404 | 0 | 0 | 3.0614 | 1.7984 | 0 | 0.21478 | -0.21478 | 2.8693 | 47.8217 | 0.2058 | 0.22444 | 0 | 0 | 1.7984
2007-07-13 01:00 | 0 | 0 | -158.4371 | 90 | 0 | 0 | 0 | 0 | 0 | 0 | 0 | 0 | 0 | 0 | 0 | 0 | 0 | 0 | 0 | 0 | 0 | 3.3001 | 1.5836 | 0 | 0 | 0 | 2.8693 | 47.8217 | 0.2058 | 0 | 0 | 0 | 1.5836
2007-07-13 02:00 | 0 | 0 | -139.2455 | 90 | 0 | 0 | 0.26066 | 0.26066 | 0 | 0 | 0 | 0.26066 | 0 | 0 | 0 | 0 | 0 | 0.27438 | 0.26066 | 0 | 0 | 3.3001 | 1.5836 | 0 | 0.27438 | -0.27438 | 2.5801 | 43.0013 | 0.2058 | 0.28673 | 0 | 0 | 1.5836
2007-07-13 03:00 | 0 | 0 | -127.2099 | 90 | 0 | 0 | 0.24147 | 0.24147 | 0 | 0 | 0 | 0.24147 | 0 | 0 | 5.5511e-17 | 0 | 0 | 0.25418 | 0.24147 | 0 | 0 | 3.6049 | 1.3093 | 0 | 0.25418 | -0.25418 | 2.3121 | 38.5358 | 0.2058 | 0.26562 | 0 | 0 | 1.3093
2007-07-13 04:00 | 0 | 0 | -119.7471 | 90 | 0 | 0 | 0.56894 | 0.56894 | 0 | 0 | 0 | 0.56894 | 0 | 0 | 0 | 0 | 0 | 0.59888 | 0.56894 | 0 | 0 | 3.8873 | 1.0551 | 0 | 0.59888 | -0.59888 | 1.6809 | 28.0145 | 0.2058 | 0.62583 | 0 | 0 | 1.0551
2007-07-13 05:00 | 0 | 0 | -115.0197 | 90 | 0 | 0 | 0.28497 | 0.28497 | 0 | 0 | 0 | 0.28497 | 0 | 0 | 0 | 0 | 0 | 0.29997 | 0.28497 | 0 | 0 | 4.5528 | 0.45619 | 0 | 0.29997 | -0.29997 | 1.3647 | 22.7447 | 0.2058 | 0.31346 | 0 | 0 | 0.45619
2007-07-13 06:00 | 0.0064515 | 1.1486 | -112.0672 | 92.245 | 0.0063427 | 0.011315 | 0.014998 | 0.014998 | 0 | 0 | 0 | 0.014998 | 75.4461 | 0 | 0 | 0 | 0.011315 | 0.015787 | 0.014998 | 0 | 0 | 4.8861 | 0.15623 | 0 | 0.0044719 | -0.0044719 | 1.36 | 22.6661 | 0.2058 | 0.016498 | 0.0090523 | 0 | 0.16754
2007-07-13 07:00 | 0.054334 | 14.9638 | -110.468 | 78.3479 | 0.053877 | 0.096117 | 1.2731 | 1.2731 | 1.7 | 0 | 0.5202 | 1.2731 | 7.5495 | 0 | 0 | 0 | 0.096117 | 0 | 0 | 0.42685 | 0.40551 | 4.891 | 0.15176 | 0.50163 | 0 | 0.50163 | 1.8359 | 30.5975 | 0.20586 | 1.4005 | 0.076893 | 1.7 | 0.24787
2007-07-13 08:00 | 0.11807 | 28.8664 | -110.186 | 64.5743 | 0.11725 | 0.20917 | 1.1427 | 1.1427 | 1.7 | 0 | 0.5202 | 1.1427 | 18.3048 | 0 | 0 | 0 | 0.20917 | 0 | 0 | 0.55731 | 0.52945 | 4.3894 | 0.60322 | 0.73861 | 0 | 0.73861 | 2.5366 | 42.276 | 0.20593 | 1.257 | 0.16733 | 1.7 | 0.81239
2007-07-13 09:00 | 0.11694 | 42.7208 | -111.6584 | 51.1381 | 0.11626 | 0.20741 | 0 | 0 | 1.4526 | 0 | 0.45267 | 0 | 0 | 0 | 0 | 0 | 0.20741 | 0 | 0 | 1.4526 | 1.38 | 3.6508 | 1.268 | 1.5874 | 0 | 1.5874 | 4.0425 | 67.3752 | 0.20592 | 0 | 0.16593 | 1.7 | 1.4754
2007-07-13 10:00 | 0.28735 | 56.2888 | -116.4029 | 38.4838 | 0.28536 | 0.50909 | 0.94073 | 0.94073 | 1.7 | 0 | 0.5202 | 0.94073 | 54.1163 | 0 | 0 | 0 | 0.50909 | 0 | 0 | 0.75927 | 0.72131 | 2.0634 | 2.6966 | 1.2304 | 0 | 1.2304 | 5.2098 | 86.8294 | 0.20604 | 1.0348 | 0.40727 | 1.7 | 3.2057
2007-07-13 11:00 | 0.38725 | 68.8393 | -129.7478 | 27.7767 | 0.38396 | 0.68499 | 0 | 0 | 0 | 0 | 0 | 0 | 0 | 0 | 0 | 0 | 0.68499 | 0 | 0 | 0 | 0 | 0.83299 | 3.804 | 0.68499 | 0 | 0.68499 | 5.8596 | 97.6599 | 0.2059 | 0 | 0.54799 | 0 | 4.489
2007-07-13 12:00 | 0.25766 | 76.8406 | -170.1185 | 22.1114 | 0.25616 | 0.45699 | 0.066253 | 0.066253 | 0 | 0 | 0 | 0.066253 | 689.7649 | 0.23925 | 0 | 0 | 0.45699 | 0.06974 | 0.066253 | 0 | 0 | 0.148 | 4.4205 | 0.148 | 0 | 0.148 | 6 | 100 | 0.20587 | 0.072879 | 0.36559 | 0 | 4.8775
2007-07-13 13:00 | 0.11858 | 72.2782 | 138.4059 | 25.1775 | 0.11795 | 0.21042 | 0.68741 | 0.68741 | 0 | 0 | 0 | 0.68741 | 30.6106 | 0 | 0 | 0 | 0.21042 | 0.72359 | 0.68741 | 0 | 0 | 0 | 4.5537 | 0 | 0.51317 | -0.51317 | 5.4591 | 90.9846 | 0.20587 | 0.75615 | 0.16834 | 0 | 4.7641
2007-07-13 14:00 | 0.25376 | 60.5089 | 119.268 | 34.7292 | 0.25221 | 0.44993 | 1.611 | 1.611 | 1.7 | 0 | 0.5202 | 1.611 | 27.9292 | 0 | 0 | 0 | 0.44993 | 0 | 0 | 0.08902 | 0.084569 | 0.57019 | 4.0405 | 0.5345 | 0 | 0.5345 | 5.9662 | 99.4358 | 0.20592 | 1.7721 | 0.35995 | 1.7 | 4.4905
2007-07-13 15:00 | 0.18541 | 47.1382 | 112.6982 | 46.9452 | 0.18426 | 0.32872 | 0 | 0 | 0 | 0 | 0 | 0 | 0 | 0.29304 | 0 | 0 | 0.32872 | 0 | 0 | 0 | 0 | 0.035683 | 4.5216 | 0.035683 | 0 | 0.035683 | 6 | 100 | 0.20591 | 0 | 0.26298 | 0 | 4.8503
2007-07-13 16:00 | 0.14906 | 33.3398 | 110.4279 | 60.1976 | 0.14804 | 0.2641 | 0 | 0 | 0 | 0 | 0 | 0 | 0 | 0.2641 | 0 | 0 | 0.2641 | 0 | 0 | 0 | 0 | 0 | 4.5537 | 0 | 0 | 0 | 6 | 100 | 0.20591 | 0 | 0.21128 | 0 | 4.8178
2007-07-13 17:00 | 0.055834 | 19.4359 | 110.2244 | 73.8922 | 0.055445 | 0.098913 | 1.8953 | 1.8953 | 1.7 | 0 | 0.5202 | 1.8953 | 5.2188 | 5.5511e-17 | 0 | 0 | 0.098913 | 0.20561 | 0.19533 | 0 | 0 | 0 | 4.5537 | 0 | 0.10669 | -0.10669 | 5.8875 | 98.1256 | 0.20591 | 2.0849 | 0.079131 | 1.7 | 4.6526
2007-07-13 18:00 | 0.073401 | 5.5791 | 111.4139 | 87.7669 | 0.045871 | 0.081833 | 0.72778 | 0.72778 | 0 | 0 | 0 | 0.72778 | 11.2442 | 0 | 1.1102e-16 | 0 | 0.081833 | 0.76609 | 0.72778 | 0 | 0 | 0.11855 | 4.447 | 0 | 0.68425 | -0.68425 | 5.1663 | 86.1045 | 0.20591 | 0.80056 | 0.065467 | 0 | 4.5288
2007-07-13 19:00 | 0 | 0 | 113.9043 | 90 | 0 | 0 | 1.7296 | 1.7296 | 1.7 | 0 | 0.5202 | 1.7296 | 0 | 0 | 0 | 0 | 0 | 0.031121 | 0.029565 | 0 | 0 | 0.87883 | 3.7627 | 0 | 0.031121 | -0.031121 | 5.1335 | 85.5577 | 0.20591 | 1.9025 | 0 | 1.7 | 3.7627
2007-07-13 20:00 | 0 | 0 | 117.9868 | 90 | 0 | 0 | 0.4991 | 0.4991 | 0 | 0 | 0 | 0.4991 | 0 | 0 | 0 | 0 | 0 | 0.52537 | 0.4991 | 0 | 0 | 0.91341 | 3.7316 | 0 | 0.52537 | -0.52537 | 4.5797 | 76.328 | 0.20591 | 0.54901 | 0 | 0 | 3.7316
2007-07-13 21:00 | 0 | 0 | 124.4184 | 90 | 0 | 0 | 2.9284 | 2.9284 | 1.7 | 0 | 0.5202 | 2.9284 | 0 | 0 | 0 | 0.14123 | 0 | 1.293 | 1.2284 | 0 | 0 | 1.4972 | 3.2062 | 0 | 1.293 | -1.293 | 3.2167 | 53.6116 | 0.20591 | 3.2212 | 0 | 1.7 | 3.2062
2007-07-13 22:00 | 0 | 0 | 134.7149 | 90 | 0 | 0 | 0.24265 | 0.24265 | 1.6953 | 0 | 0.51891 | 0.24265 | 0 | 2.2204e-16 | 0 | 0 | 0 | 0 | 0 | 1.4526 | 1.38 | 2.9339 | 1.9132 | 1.38 | 0 | 1.38 | 4.5259 | 75.4313 | 0.20601 | 0.26691 | 0 | 1.7 | 1.9132
2007-07-13 23:00 | 0 | 0 | 151.358 | 90 | 0 | 0 | 0 | 0 | 1.4526 | 0 | 0.45267 | 0 | 0 | 0 | 0 | 0 | 0 | 0 | 0 | 1.4526 | 1.38 | 1.5539 | 3.1552 | 1.38 | 0 | 1.38 | 5.8351 | 97.251 | 0.20604 | 0 | 0 | 1.7 | 3.1552
2007-07-14 | 0 | 0 | 175.5741 | 90 | 0 | 0 | 0.4524 | 0.4524 | 0 | 0 | 0 | 0.4524 | 0 | 0 | 0 | 0 | 0 | 0.47621 | 0.4524 | 0 | 0 | 0.17386 | 4.3972 | 0 | 0.47621 | -0.47621 | 5.3331 | 88.8848 | 0.20604 | 0.49764 | 0 | 0 | 4.3972
2007-07-14 01:00 | 0 | 0 | -158.3881 | 90 | 0 | 0 | 0.48625 | 0.48625 | 0 | 0 | 0 | 0.48625 | 0 | 0 | 5.5511e-17 | 0 | 0 | 0.51184 | 0.48625 | 0 | 0 | 0.70299 | 3.921 | 0 | 0.51184 | -0.51184 | 4.7936 | 79.8926 | 0.20604 | 0.53488 | 0 | 0 | 3.921
2007-07-14 02:00 | 0 | 0 | -139.1278 | 90 | 0 | 0 | 0.35202 | 0.35202 | 0 | 0 | 0 | 0.35202 | 0 | 0 | 5.5511e-17 | 0 | 0 | 0.37055 | 0.35202 | 0 | 0 | 1.2717 | 3.4092 | 0 | 0.37055 | -0.37055 | 4.403 | 73.3828 | 0.20604 | 0.38722 | 0 | 0 | 3.4092
2007-07-14 03:00 | 0 | 0 | -127.0759 | 90 | 0 | 0 | 0.55888 | 0.55888 | 0 | 0 | 0 | 0.55888 | 0 | 0 | 1.1102e-16 | 0 | 0 | 0.58829 | 0.55888 | 0 | 0 | 1.6834 | 3.0386 | 0 | 0.58829 | -0.58829 | 3.7829 | 63.0476 | 0.20604 | 0.61477 | 0 | 0 | 3.0386
2007-07-14 04:00 | 0 | 0 | -119.6125 | 90 | 0 | 0 | 0.47183 | 0.47183 | 0 | 0 | 0 | 0.47183 | 0 | 0 | 5.5511e-17 | 0 | 0 | 0.49667 | 0.47183 | 0 | 0 | 2.3371 | 2.4503 | 0 | 0.49667 | -0.49667 | 3.2593 | 54.322 | 0.20604 | 0.51902 | 0 | 0 | 2.4503
2007-07-14 05:00 | 0 | 0 | -114.8856 | 90 | 0 | 0 | 0.069953 | 0.069953 | 0 | 0 | 0 | 0.069953 | 0 | 0 | 0 | 0 | 0 | 0.073635 | 0.069953 | 0 | 0 | 2.8889 | 1.9536 | 0 | 0.073635 | -0.073635 | 3.1817 | 53.0284 | 0.20604 | 0.076949 | 0 | 0 | 1.9536
2007-07-14 06:00 | 0.030965 | 1.0936 | -111.9299 | 92.2795 | 0.010402 | 0.018557 | 0.022248 | 0.022248 | 0 | 0 | 0 | 0.022248 | 83.4099 | 0 | 0 | 0 | 0.018557 | 0.023419 | 0.022248 | 0 | 0 | 2.9708 | 1.88 | 0 | 0.004862 | -0.004862 | 3.1766 | 52.943 | 0.20604 | 0.024473 | 0.014846 | 0 | 1.8986
2007-07-14 07:00 | 0.18385 | 14.9219 | -110.3212 | 78.368 | 0.1612 | 0.28758 | 1.0484 | 1.0484 | 0 | 0 | 0 | 1.0484 | 27.4312 | 0 | 0 | 0 | 0.28758 | 1.1035 | 1.0484 | 0 | 0 | 2.9762 | 1.8752 | 0 | 0.81597 | -0.81597 | 2.3165 | 38.608 | 0.20604 | 1.1532 | 0.23006 | 0 | 2.1627
2007-07-14 08:00 | 0.40833 | 28.8384 | -110.0201 | 64.5783 | 0.37262 | 0.66475 | 0.5977 | 0.5977 | 0 | 0 | 0 | 0.5977 | 111.2175 | 0 | 0 | 0 | 0.66475 | 0.62916 | 0.5977 | 0 | 0 | 3.8828 | 1.0592 | 0.035589 | 0 | 0.035589 | 2.3502 | 39.1707 | 0.20603 | 0.65747 | 0.5318 | 0 | 1.7239
2007-07-14 09:00 | 0.4605 | 42.7093 | -111.4576 | 51.1217 | 0.44279 | 0.78993 | 1.2504 | 1.2504 | 1.7 | 0 | 0.5202 | 1.2504 | 63.176 | 0 | 0 | 0 | 0.78993 | 0 | 0 | 0.44964 | 0.42715 | 3.8472 | 1.0912 | 1.2171 | 0 | 1.2171 | 3.5049 | 58.4144 | 0.20615 | 1.3754 | 0.63194 | 1.7 | 1.8811
2007-07-14 10:00 | 0.85363 | 56.3011 | -116.1372 | 38.4384 | 0.80738 | 1.4404 | 1.5286 | 1.5286 | 1.7 | 0 | 0.5202 | 1.5286 | 94.2294 | 0 | 0 | 0 | 1.4404 | 0 | 0 | 0.17142 | 0.16285 | 2.6301 | 2.1866 | 1.6032 | 0 | 1.6032 | 5.0258 | 83.7635 | 0.2062 | 1.6814 | 1.1523 | 1.7 | 3.627
2007-07-14 11:00 | 0.78854 | 68.8954 | -129.3681 | 27.687 | 0.75675 | 1.35 | 0 | 0 | 0 | 0 | 0 | 0 | 0 | 0.32316 | 0 | 0 | 1.35 | 0 | 0 | 0 | 0 | 1.0269 | 3.6295 | 1.0269 | 0 | 1.0269 | 6 | 100 | 0.20599 | 0 | 1.08 | 0 | 4.9795
2007-07-14 12:00 | 0.87624 | 76.9765 | -169.8608 | 21.9715 | 0.84028 | 1.4991 | 1.4984 | 1.4984 | 0.425 | 0 | 0.17213 | 1.4984 | 100.0436 | 0.36916 | 0 | 0 | 1.4991 | 1.1299 | 1.0734 | 0 | 0 | 0 | 4.5537 | 0 | 0 | 0 | 6 | 100 | 0.20599 | 1.6482 | 1.1992 | 1.7 | 6.0527
2007-07-14 13:00 | 0.93415 | 72.4029 | 138.1437 | 25.037 | 0.89216 | 1.5916 | 0.96325 | 0.96325 | 0 | 0 | 0 | 0.96325 | 165.2335 | 0.57767 | 0 | 0 | 1.5916 | 1.0139 | 0.96325 | 0 | 0 | 0 | 4.5537 | 0 | 0 | 0 | 6 | 100 | 0.20599 | 1.0596 | 1.2733 | 0 | 6.1453
2007-07-14 14:00 | 0.65511 | 60.5921 | 119.0191 | 34.6191 | 0.63146 | 1.1265 | 2.0728 | 2.0728 | 1.0026 | 0 | 0.3298 | 2.0728 | 54.349 | 0 | 0 | 0 | 1.1265 | 1.1265 | 1.0702 | 0 | 0 | 0 | 4.5537 | 0 | 0 | 0 | 6 | 100 | 0.20599 | 2.2801 | 0.90123 | 1.7 | 5.6802
2007-07-14 15:00 | 0.40781 | 47.1966 | 112.4982 | 46.861 | 0.39932 | 0.71239 | 1.1157 | 1.1157 | 0 | 0 | 0 | 1.1157 | 63.8523 | 0 | 0 | 0 | 0.71239 | 1.1744 | 1.1157 | 0 | 0 | 0 | 4.5537 | 0 | 0.46201 | -0.46201 | 5.513 | 91.8833 | 0.20599 | 1.2273 | 0.56991 | 0 | 5.2661
2007-07-14 16:00 | 0.34664 | 33.381 | 110.2578 | 60.1329 | 0.33285 | 0.5938 | 0.49214 | 0.49214 | 0 | 0 | 0 | 0.49214 | 120.6562 | 0 | 0 | 0 | 0.5938 | 0.51804 | 0.49214 | 0 | 0 | 0.51335 | 4.0917 | 0.075756 | 0 | 0.075756 | 5.5849 | 93.081 | 0.20597 | 0.54135 | 0.47504 | 0 | 4.6855
2007-07-14 17:00 | 0.21092 | 19.4627 | 110.0701 | 73.8434 | 0.19652 | 0.3506 | 0.85707 | 0.85707 | 0 | 0 | 0 | 0.85707 | 40.9061 | 0 | 1.1102e-16 | 0 | 0.3506 | 0.90218 | 0.85707 | 0 | 0 | 0.43759 | 4.1599 | 0 | 0.55159 | -0.55159 | 5.0034 | 83.3907 | 0.20597 | 0.94278 | 0.28048 | 0 | 4.5104
2007-07-14 18:00 | 0.062774 | 5.5922 | 111.2658 | 87.7323 | 0.047458 | 0.084665 | 1.5138 | 1.5138 | 1.7 | 0 | 0.5202 | 1.5138 | 5.593 | 0 | 0 | 0 | 0.084665 | 0 | 0 | 0.18623 | 0.17692 | 1.0505 | 3.6083 | 0.26159 | 0 | 0.26159 | 5.2516 | 87.5267 | 0.206 | 1.6651 | 0.067732 | 1.7 | 3.6929
2007-07-14 19:00 | 0 | 0 | 113.7549 | 90 | 0 | 0 | 3.1372 | 3.08 | 1.7 | 0 | 0.5202 | 3.08 | 0 | 0 | 0.057239 | 0.37096 | 0 | 1.4526 | 1.38 | 0 | 0 | 0.78888 | 3.8437 | 0 | 1.4526 | -1.4526 | 3.7204 | 62.0066 | 0.206 | 3.451 | 0 | 1.7 | 3.8437
2007-07-14 20:00 | 0 | 0 | 117.8291 | 90 | 0 | 0 | 1.4021 | 1.4021 | 1.7 | 0 | 0.5202 | 1.4021 | 0 | 0 | 0 | 0 | 0 | 0 | 0 | 0.29787 | 0.28297 | 2.4029 | 2.3911 | 0.28297 | 0 | 0.28297 | 3.9889 | 66.4808 | 0.20603 | 1.5423 | 0 | 1.7 | 2.3911
2007-07-14 21:00 | 0 | 0 | 124.2465 | 90 | 0 | 0 | 0.32819 | 0.32819 | 1.7 | 0 | 0.5202 | 0.32819 | 0 | 0 | 0 | 0 | 0 | 0 | 0 | 1.3718 | 1.3032 | 2.1199 | 2.6457 | 1.3032 | 0 | 1.3032 | 5.2252 | 87.0864 | 0.20615 | 0.36101 | 0 | 1.7 | 2.6457
2007-07-14 22:00 | 0 | 0 | 134.5284 | 90 | 0 | 0 | 0 | 0 | 0 | 0 | 0 | 0 | 0 | 0 | 0 | 0 | 0 | 0 | 0 | 0 | 0 | 0.81673 | 3.8186 | 0 | 0 | 0 | 5.2252 | 87.0864 | 0.20615 | 0 | 0 | 0 | 3.8186
2007-07-14 23:00 | 0 | 0 | 151.1824 | 90 | 0 | 0 | 0.011649 | 0.011649 | 0 | 0 | 0 | 0.011649 | 0 | 0 | 1.7347e-18 | 0 | 0 | 0.012262 | 0.011649 | 0 | 0 | 0.81673 | 3.8186 | 0 | 0.012262 | -0.012262 | 5.2123 | 86.871 | 0.20615 | 0.012814 | 0 | 0 | 3.8186
2007-07-15 | 0 | 0 | 175.4904 | 90 | 0 | 0 | 0.5279 | 0.5279 | 0 | 0 | 0 | 0.5279 | 0 | 0 | 1.1102e-16 | 0 | 0 | 0.55568 | 0.5279 | 0 | 0 | 0.83035 | 3.8064 | 0 | 0.55568 | -0.55568 | 4.6265 | 77.1087 | 0.20615 | 0.58069 | 0 | 0 | 3.8064
2007-07-15 01:00 | 0 | 0 | -158.3312 | 90 | 0 | 0 | 0.29573 | 0.29573 | 0 | 0 | 0 | 0.29573 | 0 | 0 | 5.5511e-17 | 0 | 0 | 0.3113 | 0.29573 | 0 | 0 | 1.4478 | 3.2507 | 0 | 0.3113 | -0.3113 | 4.2984 | 71.6397 | 0.20615 | 0.32531 | 0 | 0 | 3.2507
2007-07-15 02:00 | 0 | 0 | -139.0008 | 90 | 0 | 0 | 0.18123 | 0.18123 | 0 | 0 | 0 | 0.18123 | 0 | 0 | 2.7756e-17 | 0 | 0 | 0.19077 | 0.18123 | 0 | 0 | 1.7937 | 2.9394 | 0 | 0.19077 | -0.19077 | 4.0973 | 68.2883 | 0.20615 | 0.19935 | 0 | 0 | 2.9394
2007-07-15 03:00 | 0 | 0 | -126.9335 | 90 | 0 | 0 | 0.045628 | 0.045628 | 0 | 0 | 0 | 0.045628 | 0 | 0 | 0 | 0 | 0 | 0.048029 | 0.045628 | 0 | 0 | 2.0056 | 2.7486 | 0 | 0.048029 | -0.048029 | 4.0467 | 67.4445 | 0.20615 | 0.050191 | 0 | 0 | 2.7486
2007-07-15 04:00 | 0 | 0 | -119.4705 | 90 | 0 | 0 | 0.33533 | 0.33533 | 0 | 0 | 0 | 0.33533 | 0 | 0 | 0 | 0 | 0 | 0.35298 | 0.33533 | 0 | 0 | 2.059 | 2.7006 | 0 | 0.35298 | -0.35298 | 3.6746 | 61.2433 | 0.20615 | 0.36886 | 0 | 0 | 2.7006
2007-07-15 05:00 | 0 | 0 | -114.7446 | 90 | 0 | 0 | 0.29701 | 0.29701 | 0 | 0 | 0 | 0.29701 | 0 | 0 | 5.5511e-17 | 0 | 0 | 0.31264 | 0.29701 | 0 | 0 | 2.4512 | 2.3476 | 0 | 0.31264 | -0.31264 | 3.3451 | 55.7508 | 0.20615 | 0.32671 | 0 | 0 | 2.3476
2007-07-15 06:00 | 0.028244 | 1.0391 | -111.7859 | 92.3123 | 0.012655 | 0.022576 | 0.12027 | 0.12027 | 0 | 0 | 0 | 0.12027 | 18.7707 | 0 | 1.3878e-17 | 0 | 0.022576 | 0.1266 | 0.12027 | 0 | 0 | 2.7986 | 2.035 | 0 | 0.10403 | -0.10403 | 3.2354 | 53.9233 | 0.20615 | 0.1323 | 0.018061 | 0 | 2.0576
2007-07-15 07:00 | 0.096137 | 14.8811 | -110.1676 | 78.386 | 0.094612 | 0.16879 | 0 | 0 | 0 | 0 | 0 | 0 | 0 | 0 | 0 | 0 | 0.16879 | 0 | 0 | 0 | 0 | 2.9142 | 1.931 | 0.16879 | 0 | 0.16879 | 3.3955 | 56.592 | 0.20612 | 0 | 0.13503 | 0 | 2.0997
2007-07-15 08:00 | 0.32071 | 28.8119 | -109.8471 | 64.5796 | 0.30381 | 0.54199 | 0 | 0 | 0 | 0 | 0 | 0 | 0 | 0 | 0 | 0 | 0.54199 | 0 | 0 | 0 | 0 | 2.7454 | 2.0829 | 0.54199 | 0 | 0.54199 | 3.9097 | 65.1617 | 0.20601 | 0 | 0.43359 | 0 | 2.6249
2007-07-15 09:00 | 0.57403 | 42.7 | -111.2486 | 51.102 | 0.54024 | 0.9638 | 1.2989 | 1.2989 | 1.7 | 0 | 0.5202 | 1.2989 | 74.1995 | 0 | 0 | 0 | 0.9638 | 0 | 0 | 0.40107 | 0.38102 | 2.2034 | 2.5707 | 1.3448 | 0 | 1.3448 | 5.1855 | 86.4251 | 0.20612 | 1.4288 | 0.77104 | 1.7 | 3.5345
2007-07-15 10:00 | 0.82886 | 56.3163 | -115.8611 | 38.3888 | 0.78473 | 1.4 | 1.3883 | 1.3883 | 0.87395 | 0 | 0.29469 | 1.3883 | 100.8412 | 0 | 0 | 0 | 1.4 | 0.5414 | 0.51433 | 0 | 0 | 0.85855 | 3.781 | 0.85855 | 0 | 0.85855 | 6 | 100 | 0.20608 | 1.5271 | 1.12 | 1.7 | 5.1809
2007-07-15 11:00 | 0.83808 | 68.9556 | -128.9742 | 27.5917 | 0.80212 | 1.431 | 1.3017 | 1.3017 | 0.425 | 0 | 0.17213 | 1.3017 | 109.9333 | 0.50816 | 0 | 0 | 1.431 | 0.92282 | 0.87668 | 0 | 0 | 0 | 4.5537 | 0 | 0 | 0 | 6 | 100 | 0.20608 | 1.4319 | 1.1448 | 1.7 | 5.9847
2007-07-15 12:00 | 0.51104 | 77.1188 | -169.5995 | 21.8252 | 0.50416 | 0.89943 | 0.90208 | 0.90208 | 0 | 0 | 0 | 0.90208 | 99.7064 | 0 | 0 | 0 | 0.89943 | 0.94955 | 0.90208 | 0 | 0 | 0 | 4.5537 | 0 | 0.050126 | -0.050126 | 5.9472 | 99.1194 | 0.20608 | 0.99228 | 0.71954 | 0 | 5.4531
2007-07-15 13:00 | 0.64642 | 72.5306 | 137.8586 | 24.8919 | 0.62976 | 1.1235 | 1.2242 | 1.2242 | 0 | 0 | 0 | 1.2242 | 91.776 | 0 | 0 | 0 | 1.1235 | 1.2886 | 1.2242 | 0 | 0 | 0.055696 | 4.5036 | 0 | 0.16511 | -0.16511 | 5.7731 | 96.2188 | 0.20608 | 1.3466 | 0.8988 | 0 | 5.6271
2007-07-15 14:00 | 0.79284 | 60.6755 | 118.7554 | 34.5067 | 0.75535 | 1.3475 | 0.54081 | 0.54081 | 0 | 0 | 0 | 0.54081 | 249.1703 | 0.53912 | 0 | 0 | 1.3475 | 0.56927 | 0.54081 | 0 | 0 | 0.23915 | 4.3385 | 0.23915 | 0 | 0.23915 | 6 | 100 | 0.20603 | 0.59489 | 1.078 | 0 | 5.686
2007-07-15 15:00 | 0.5608 | 47.2541 | 112.2881 | 46.7761 | 0.53549 | 0.95531 | 0 | 0 | 0 | 0 | 0 | 0 | 0 | 0.95531 | 0 | 0 | 0.95531 | 0 | 0 | 0 | 0 | 0 | 4.5537 | 0 | 0 | 0 | 6 | 100 | 0.20603 | 0 | 0.76425 | 0 | 5.509
2007-07-15 16:00 | 0.44388 | 33.4206 | 110.0796 | 60.0686 | 0.41315 | 0.73705 | 0 | 0 | 0 | 0 | 0 | 0 | 0 | 0.73705 | 0 | 0 | 0.73705 | 0 | 0 | 0 | 0 | 0 | 4.5537 | 0 | 0 | 0 | 6 | 100 | 0.20603 | 0 | 0.58964 | 0 | 5.2907
2007-07-15 17:00 | 0.22217 | 19.4875 | 109.909 | 73.7956 | 0.20484 | 0.36543 | 0 | 0 | 0 | 0 | 0 | 0 | 0 | 0.36543 | 0 | 0 | 0.36543 | 0 | 0 | 0 | 0 | 0 | 4.5537 | 0 | 0 | 0 | 6 | 100 | 0.20603 | 0 | 0.29235 | 0 | 4.9191
2007-07-15 18:00 | 0.070872 | 5.6027 | 111.1115 | 87.6993 | 0.047065 | 0.083964 | 0.17847 | 0.17847 | 0 | 0 | 0 | 0.17847 | 47.0467 | 0 | 0 | 0 | 0.083964 | 0.18786 | 0.17847 | 0 | 0 | 0 | 4.5537 | 0 | 0.1039 | -0.1039 | 5.8905 | 98.1747 | 0.20603 | 0.19632 | 0.067171 | 0 | 4.6377
2007-07-15 19:00 | 0 | 0 | 113.5995 | 90 | 0 | 0 | 2.0829 | 2.0829 | 1.7 | 0 | 0.5202 | 2.0829 | 0 | 0 | 0 | 0 | 0 | 0.40306 | 0.3829 | 0 | 0 | 0.11544 | 4.4498 | 0 | 0.40306 | -0.40306 | 5.4656 | 91.0937 | 0.20603 | 2.2912 | 0 | 1.7 | 4.4498
2007-07-15 20:00 | 0 | 0 | 117.6655 | 90 | 0 | 0 | 2.0623 | 2.0623 | 1.7 | 0 | 0.5202 | 2.0623 | 0 | 0 | 0 | 0 | 0 | 0.38132 | 0.36225 | 0 | 0 | 0.56328 | 4.0467 | 0 | 0.38132 | -0.38132 | 5.0637 | 84.3946 | 0.20603 | 2.2685 | 0 | 1.7 | 4.0467
2007-07-15 21:00 | 0 | 0 | 124.0685 | 90 | 0 | 0 | 0.76799 | 0.76799 | 0 | 0 | 0 | 0.76799 | 0 | 0 | 1.1102e-16 | 0 | 0 | 0.80841 | 0.76799 | 0 | 0 | 0.98697 | 3.6654 | 0 | 0.80841 | -0.80841 | 4.2115 | 70.1923 | 0.20603 | 0.84479 | 0 | 0 | 3.6654
2007-07-15 22:00 | 0 | 0 | 134.3359 | 90 | 0 | 0 | 0.091656 | 0.091656 | 0 | 0 | 0 | 0.091656 | 0 | 0 | 1.3878e-17 | 0 | 0 | 0.09648 | 0.091656 | 0 | 0 | 1.8852 | 2.857 | 0 | 0.09648 | -0.09648 | 4.1098 | 68.4973 | 0.20603 | 0.10082 | 0 | 0 | 2.857
2007-07-15 23:00 | 0 | 0 | 151.0026 | 90 | 0 | 0 | 0.15178 | 0.15178 | 0 | 0 | 0 | 0.15178 | 0 | 0 | 0 | 0 | 0 | 0.15977 | 0.15178 | 0 | 0 | 1.9924 | 2.7605 | 0 | 0.15977 | -0.15977 | 3.9414 | 65.6905 | 0.20603 | 0.16696 | 0 | 0 | 2.7605
2007-07-16 | 0 | 0 | 175.4083 | 90 | 0 | 0 | 0.014346 | 0.014346 | 0 | 0 | 0 | 0.014346 | 0 | 0 | 1.7347e-18 | 0 | 0 | 0.015101 | 0.014346 | 0 | 0 | 2.1699 | 2.6008 | 0 | 0.015101 | -0.015101 | 3.9255 | 65.4252 | 0.20603 | 0.015781 | 0 | 0 | 2.6008
2007-07-16 01:00 | 0 | 0 | -158.2663 | 90 | 0 | 0 | 0.27365 | 0.27365 | 0 | 0 | 0 | 0.27365 | 0 | 0 | 5.5511e-17 | 0 | 0 | 0.28805 | 0.27365 | 0 | 0 | 2.1867 | 2.5857 | 0 | 0.28805 | -0.28805 | 3.6219 | 60.3647 | 0.20603 | 0.30101 | 0 | 0 | 2.5857
2007-07-16 02:00 | 0 | 0 | -138.8644 | 90 | 0 | 0 | 0.12763 | 0.12763 | 0 | 0 | 0 | 0.12763 | 0 | 0 | 2.7756e-17 | 0 | 0 | 0.13435 | 0.12763 | 0 | 0 | 2.5068 | 2.2976 | 0 | 0.13435 | -0.13435 | 3.4803 | 58.0045 | 0.20603 | 0.14039 | 0 | 0 | 2.2976
2007-07-16 03:00 | 0 | 0 | -126.7825 | 90 | 0 | 0 | 0.11045 | 0.11045 | 0 | 0 | 0 | 0.11045 | 0 | 0 | 1.3878e-17 | 0 | 0 | 0.11626 | 0.11045 | 0 | 0 | 2.656 | 2.1633 | 0 | 0.11626 | -0.11626 | 3.3577 | 55.962 | 0.20603 | 0.12149 | 0 | 0 | 2.1633
2007-07-16 04:00 | 0 | 0 | -119.3209 | 90 | 0 | 0 | 0.22557 | 0.22557 | 0 | 0 | 0 | 0.22557 | 0 | 0 | 2.7756e-17 | 0 | 0 | 0.23744 | 0.22557 | 0 | 0 | 2.7852 | 2.047 | 0 | 0.23744 | -0.23744 | 3.1074 | 51.7906 | 0.20603 | 0.24813 | 0 | 0 | 2.047
2007-07-16 05:00 | 0 | 0 | -114.5968 | 90 | 0 | 0 | 0.1267 | 0.1267 | 0 | 0 | 0 | 0.1267 | 0 | 0 | 0 | 0 | 0 | 0.13337 | 0.1267 | 0 | 0 | 3.049 | 1.8096 | 0 | 0.13337 | -0.13337 | 2.9669 | 49.4475 | 0.20603 | 0.13937 | 0 | 0 | 1.8096
2007-07-16 06:00 | 0.006281 | 0.9853 | -111.6353 | 92.3436 | 0.0061741 | 0.011015 | 0.68588 | 0.68588 | 0 | 0 | 0 | 0.68588 | 1.6059 | 0 | 0 | 0 | 0.011015 | 0.72198 | 0.68588 | 0 | 0 | 3.1972 | 1.6762 | 0 | 0.71096 | -0.71096 | 2.2174 | 36.9572 | 0.20603 | 0.75447 | 0.0088117 | 0 | 1.6872
2007-07-16 07:00 | 0.070956 | 14.8415 | -110.0073 | 78.4018 | 0.070271 | 0.12536 | 0.89884 | 0.89884 | 1.7 | 0 | 0.5202 | 0.89884 | 13.9473 | 0 | 0 | 0 | 0.12536 | 0 | 0 | 0.80116 | 0.76111 | 3.9872 | 0.96522 | 0.88647 | 0 | 0.88647 | 3.0584 | 50.9734 | 0.20612 | 0.98872 | 0.10029 | 1.7 | 1.0906
2007-07-16 08:00 | 0.12824 | 28.7871 | -109.6668 | 64.5782 | 0.12733 | 0.22716 | 1.632 | 1.632 | 1.7 | 0 | 0.5202 | 1.632 | 13.9193 | 0 | 0 | 0 | 0.22716 | 0 | 0 | 0.068024 | 0.064623 | 3.1007 | 1.763 | 0.29178 | 0 | 0.29178 | 3.3352 | 55.5869 | 0.20615 | 1.7952 | 0.18173 | 1.7 | 1.9902
2007-07-16 09:00 | 0.1391 | 42.6929 | -111.0312 | 51.079 | 0.13826 | 0.24666 | 0.55661 | 0.55661 | 1.7 | 0 | 0.5202 | 0.55661 | 44.3155 | 0 | 0 | 0 | 0.24666 | 0 | 0 | 1.1434 | 1.0862 | 2.8089 | 2.0256 | 1.3329 | 0 | 1.3329 | 4.5997 | 76.6617 | 0.20626 | 0.61227 | 0.19733 | 1.7 | 2.2723
2007-07-16 10:00 | 0.18809 | 56.3344 | -115.5746 | 38.335 | 0.187 | 0.3336 | 1.6765 | 1.6765 | 1.7 | 0 | 0.5202 | 1.6765 | 19.8985 | 0 | 0 | 0 | 0.3336 | 0 | 0 | 0.023463 | 0.02229 | 1.476 | 3.2252 | 0.35589 | 0 | 0.35589 | 4.9373 | 82.2888 | 0.20629 | 1.8442 | 0.26688 | 1.7 | 3.5589
2007-07-16 11:00 | 0.4585 | 69.0199 | -128.5659 | 27.4909 | 0.45305 | 0.80824 | 1.5536 | 1.5536 | 1.7 | 0 | 0.5202 | 1.5536 | 52.0245 | 0 | 0 | 0 | 0.80824 | 0 | 0 | 0.14643 | 0.13911 | 1.1202 | 3.5455 | 0.94735 | 0 | 0.94735 | 5.8361 | 97.2677 | 0.20637 | 1.7089 | 0.64659 | 1.7 | 4.3538
2007-07-16 12:00 | 0.40829 | 77.2675 | -169.3343 | 21.6724 | 0.40491 | 0.72235 | 0.10526 | 0.10526 | 0 | 0 | 0 | 0.10526 | 686.2682 | 0.43875 | 0 | 0 | 0.72235 | 0.1108 | 0.10526 | 0 | 0 | 0.17281 | 4.3982 | 0.17281 | 0 | 0.17281 | 6 | 100 | 0.20634 | 0.11578 | 0.57788 | 0 | 5.1205
2007-07-16 13:00 | 0.55652 | 72.6612 | 137.55 | 24.7423 | 0.54663 | 0.9752 | 0.1395 | 0.1395 | 0 | 0 | 0 | 0.1395 | 699.0582 | 0.82835 | 0 | 0 | 0.9752 | 0.14684 | 0.1395 | 0 | 0 | 0 | 4.5537 | 0 | 0 | 0 | 6 | 100 | 0.20634 | 0.15345 | 0.78016 | 0 | 5.5289
2007-07-16 14:00 | 0.49862 | 60.7592 | 118.4768 | 34.3924 | 0.48938 | 0.87306 | 0 | 0 | 0 | 0 | 0 | 0 | 0 | 0.87306 | 0 | 0 | 0.87306 | 0 | 0 | 0 | 0 | 0 | 4.5537 | 0 | 0 | 0 | 6 | 100 | 0.20634 | 0 | 0.69844 | 0 | 5.4267
2007-07-16 15:00 | 0.29939 | 47.3108 | 112.0677 | 46.6908 | 0.29659 | 0.52912 | 0.4437 | 0.4437 | 0 | 0 | 0 | 0.4437 | 119.2518 | 0.062067 | 0 | 0 | 0.52912 | 0.46705 | 0.4437 | 0 | 0 | 0 | 4.5537 | 0 | 0 | 0 | 6 | 100 | 0.20634 | 0.48807 | 0.42329 | 0 | 5.0828
2007-07-16 16:00 | 0.302 | 33.4587 | 109.8935 | 60.0046 | 0.29411 | 0.52469 | 0.48358 | 0.48358 | 0 | 0 | 0 | 0.48358 | 108.5006 | 0.015656 | 0 | 0 | 0.52469 | 0.50903 | 0.48358 | 0 | 0 | 0 | 4.5537 | 0 | 0 | 0 | 6 | 100 | 0.20634 | 0.53194 | 0.41975 | 0 | 5.0784
2007-07-16 17:00 | 0.1145 | 19.5102 | 109.7411 | 73.7488 | 0.11327 | 0.20207 | 1.7825 | 1.7825 | 1.5905 | 0 | 0.49031 | 1.7825 | 11.3366 | 1.9429e-16 | 0 | 0 | 0.20207 | 0.20207 | 0.19197 | 0 | 0 | 0 | 4.5537 | 0 | 0 | 0 | 6 | 100 | 0.20634 | 1.9607 | 0.16166 | 1.7 | 4.7558
2007-07-16 18:00 | 0.043021 | 5.6108 | 110.9511 | 87.668 | 0.040379 | 0.072035 | 0 | 0 | 0 | 0 | 0 | 0 | 0 | 0.072035 | 0 | 0 | 0.072035 | 0 | 0 | 0 | 0 | 0 | 4.5537 | 0 | 0 | 0 | 6 | 100 | 0.20634 | 0 | 0.057628 | 0 | 4.6257
2007-07-16 19:00 | 0 | 0 | 113.4381 | 90 | 0 | 0 | 0.056688 | 0.056688 | 0 | 0 | 0 | 0.056688 | 0 | 0 | 6.9389e-18 | 0 | 0 | 0.059671 | 0.056688 | 0 | 0 | 0 | 4.5537 | 0 | 0.059671 | -0.059671 | 5.9371 | 98.9517 | 0.20634 | 0.062356 | 0 | 0 | 4.5537
2007-07-16 20:00 | 0 | 0 | 117.4959 | 90 | 0 | 0 | 0.80884 | 0.80884 | 0 | 0 | 0 | 0.80884 | 0 | 0 | 1.1102e-16 | 0 | 0 | 0.85142 | 0.80884 | 0 | 0 | 0.066301 | 4.494 | 0 | 0.85142 | -0.85142 | 5.0396 | 83.9939 | 0.20634 | 0.88973 | 0 | 0 | 4.494
2007-07-16 21:00 | 0 | 0 | 123.8844 | 90 | 0 | 0 | 0.15518 | 0.15518 | 0 | 0 | 0 | 0.15518 | 0 | 0 | 0 | 0 | 0 | 0.16335 | 0.15518 | 0 | 0 | 1.0123 | 3.6426 | 0 | 0.16335 | -0.16335 | 4.8675 | 81.1241 | 0.20634 | 0.1707 | 0 | 0 | 3.6426
2007-07-16 22:00 | 0 | 0 | 134.1374 | 90 | 0 | 0 | 0.15874 | 0.15874 | 0 | 0 | 0 | 0.15874 | 0 | 0 | 2.7756e-17 | 0 | 0 | 0.16709 | 0.15874 | 0 | 0 | 1.1938 | 3.4792 | 0 | 0.16709 | -0.16709 | 4.6913 | 78.1885 | 0.20634 | 0.17461 | 0 | 0 | 3.4792
2007-07-16 23:00 | 0 | 0 | 150.8185 | 90 | 0 | 0 | 0.57211 | 0.57211 | 0 | 0 | 0 | 0.57211 | 0 | 0 | 1.1102e-16 | 0 | 0 | 0.60223 | 0.57211 | 0 | 0 | 1.3795 | 3.3122 | 0 | 0.60223 | -0.60223 | 4.0565 | 67.6085 | 0.20634 | 0.62933 | 0 | 0 | 3.3122
2007-07-17 | 0 | 0 | 175.3279 | 90 | 0 | 0 | 0.57821 | 0.57821 | 0 | 0 | 0 | 0.57821 | 0 | 0 | 1.1102e-16 | 0 | 0 | 0.60864 | 0.57821 | 0 | 0 | 2.0486 | 2.7099 | 0 | 0.60864 | -0.60864 | 3.415 | 56.9158 | 0.20634 | 0.63603 | 0 | 0 | 2.7099
2007-07-17 01:00 | 0 | 0 | -158.1933 | 90 | 0 | 0 | 0 | 0 | 0 | 0 | 0 | 0 | 0 | 0 | 0 | 0 | 0 | 0 | 0 | 0 | 0 | 2.7249 | 2.1013 | 0 | 0 | 0 | 3.415 | 56.9158 | 0.20634 | 0 | 0 | 0 | 2.1013
2007-07-17 02:00 | 0 | 0 | -138.7185 | 90 | 0 | 0 | 0.096594 | 0.096594 | 0 | 0 | 0 | 0.096594 | 0 | 0 | 0 | 0 | 0 | 0.10168 | 0.096594 | 0 | 0 | 2.7249 | 2.1013 | 0 | 0.10168 | -0.10168 | 3.3078 | 55.1294 | 0.20634 | 0.10625 | 0 | 0 | 2.1013
2007-07-17 03:00 | 0 | 0 | -126.623 | 90 | 0 | 0 | 0.033982 | 0.033982 | 0 | 0 | 0 | 0.033982 | 0 | 0 | 6.9389e-18 | 0 | 0 | 0.03577 | 0.033982 | 0 | 0 | 2.8379 | 1.9996 | 0 | 0.03577 | -0.03577 | 3.2701 | 54.501 | 0.20634 | 0.03738 | 0 | 0 | 1.9996
2007-07-17 04:00 | 0 | 0 | -119.1638 | 90 | 0 | 0 | 0 | 0 | 0 | 0 | 0 | 0 | 0 | 0 | 0 | 0 | 0 | 0 | 0 | 0 | 0 | 2.8776 | 1.9638 | 0 | 0 | 0 | 3.2701 | 54.501 | 0.20634 | 0 | 0 | 0 | 1.9638
2007-07-17 05:00 | 0 | 0 | -114.442 | 90 | 0 | 0 | 0.3435 | 0.3435 | 0 | 0 | 0 | 0.3435 | 0 | 0 | 0 | 0 | 0 | 0.36158 | 0.3435 | 0 | 0 | 2.8776 | 1.9638 | 0 | 0.36158 | -0.36158 | 2.8889 | 48.1488 | 0.20634 | 0.37785 | 0 | 0 | 1.9638
2007-07-17 06:00 | 0.019306 | 0.93219 | -111.4782 | 92.3732 | 0.015974 | 0.028497 | 0.4029 | 0.4029 | 0 | 0 | 0 | 0.4029 | 7.073 | 0 | 0 | 0 | 0.028497 | 0.4241 | 0.4029 | 0 | 0 | 3.2794 | 1.6023 | 0 | 0.3956 | -0.3956 | 2.4719 | 41.1987 | 0.20634 | 0.44319 | 0.022798 | 0 | 1.6308
2007-07-17 07:00 | 0.2187 | 14.8031 | -109.8404 | 78.4155 | 0.18091 | 0.32275 | 1.3565 | 1.3565 | 1.7 | 0 | 0.5202 | 1.3565 | 23.792 | 0 | 0 | 0 | 0.32275 | 0 | 0 | 0.34347 | 0.32629 | 3.7189 | 1.2067 | 0.64904 | 0 | 0.64904 | 3.0877 | 51.4609 | 0.2064 | 1.4922 | 0.2582 | 1.7 | 1.5294
2007-07-17 08:00 | 0.25283 | 28.764 | -109.4794 | 64.5741 | 0.24622 | 0.43926 | 2.5398 | 2.5398 | 1.7 | 0 | 0.5202 | 2.5398 | 17.2949 | 0 | 0 | 0 | 0.43926 | 0.88403 | 0.83983 | 0 | 0 | 3.0699 | 1.7908 | 0 | 0.44477 | -0.44477 | 2.6188 | 43.6472 | 0.2064 | 2.7938 | 0.35141 | 1.7 | 2.2301
2007-07-17 09:00 | 0.5428 | 42.6879 | -110.8057 | 51.0526 | 0.51399 | 0.91697 | 0.18031 | 0.18031 | 1.6329 | 0 | 0.50189 | 0.18031 | 508.5388 | 2.2204e-16 | 0 | 0 | 0.91697 | 0 | 0 | 1.4526 | 1.38 | 3.5641 | 1.346 | 2.297 | 0 | 2.297 | 4.7979 | 79.9653 | 0.20629 | 0.19835 | 0.73357 | 1.7 | 2.263
2007-07-17 10:00 | 0.95562 | 56.3554 | -115.2777 | 38.277 | 0.90453 | 1.6137 | 0 | 0 | 0.425 | 0 | 0.17213 | 0 | 0 | 0.77157 | 0 | 0 | 1.6137 | 0 | 0 | 0 | 0 | 1.2671 | 3.4133 | 1.2671 | 0 | 1.2671 | 6 | 100 | 0.20603 | 0 | 1.2909 | 1.7 | 5.027
2007-07-17 11:00 | 1.0908 | 69.0883 | -128.1431 | 27.3847 | 1.0402 | 1.8558 | 1.9607 | 1.9607 | 0.5807 | 0 | 0.21463 | 1.9607 | 94.6486 | 0.40314 | 0 | 0 | 1.8558 | 1.4526 | 1.38 | 0 | 0 | 0 | 4.5537 | 0 | 0 | 0 | 6 | 100 | 0.20603 | 2.1568 | 1.4846 | 1.7 | 6.4095
2007-07-17 12:00 | 0.9704 | 77.4226 | -169.0651 | 21.5132 | 0.92894 | 1.6572 | 0.21813 | 0.21813 | 0 | 0 | 0 | 0.21813 | 759.731 | 1.4276 | 0 | 0 | 1.6572 | 0.22961 | 0.21813 | 0 | 0 | 0 | 4.5537 | 0 | 0 | 0 | 6 | 100 | 0.20603 | 0.23995 | 1.3258 | 0 | 6.2109
2007-07-17 13:00 | 0.79369 | 72.7944 | 137.2172 | 24.5883 | 0.76416 | 1.3633 | 1.5975 | 1.5975 | 0.425 | 0 | 0.17213 | 1.5975 | 85.3372 | 0.12905 | 0 | 0 | 1.3633 | 1.2342 | 1.1725 | 0 | 0 | 0 | 4.5537 | 0 | 0 | 0 | 6 | 100 | 0.20603 | 1.7572 | 1.0906 | 1.7 | 5.9169
2007-07-17 14:00 | 0.69739 | 60.8429 | 118.1833 | 34.2762 | 0.67012 | 1.1955 | 1.7136 | 1.7136 | 0.57785 | 0 | 0.21385 | 1.7136 | 69.7661 | 0 | 0 | 0 | 1.1955 | 1.1955 | 1.1357 | 0 | 0 | 0 | 4.5537 | 0 | 0 | 0 | 6 | 100 | 0.20603 | 1.8849 | 0.95639 | 1.7 | 5.7492
2007-07-17 15:00 | 0.70311 | 47.3664 | 111.8371 | 46.605 | 0.66128 | 1.1797 | 1.9223 | 1.9223 | 0.80151 | 0 | 0.27491 | 1.9223 | 61.3721 | 0 | 0 | 0 | 1.1797 | 1.1797 | 1.1207 | 0 | 0 | 0 | 4.5537 | 0 | 0 | 0 | 6 | 100 | 0.20603 | 2.1145 | 0.94378 | 1.7 | 5.7334
2007-07-17 16:00 | 0.39356 | 33.4951 | 109.6995 | 59.9411 | 0.37268 | 0.66486 | 1.314 | 1.314 | 0.6824 | 0 | 0.24239 | 1.314 | 50.5976 | 0 | 0 | 0 | 0.66486 | 0.66486 | 0.63162 | 0 | 0 | 0 | 4.5537 | 0 | 0 | 0 | 6 | 100 | 0.20603 | 1.4454 | 0.53189 | 1.7 | 5.2185
2007-07-17 17:00 | 0.24907 | 19.5307 | 109.5664 | 73.7032 | 0.22394 | 0.39952 | 0.21117 | 0.21117 | 0 | 0 | 0 | 0.21117 | 189.1951 | 0.17724 | 0 | 0 | 0.39952 | 0.22228 | 0.21117 | 0 | 0 | 0 | 4.5537 | 0 | 0 | 0 | 6 | 100 | 0.20603 | 0.23228 | 0.31961 | 0 | 4.9532
2007-07-17 18:00 | 0.070029 | 5.6161 | 110.7845 | 87.6384 | 0.047727 | 0.085145 | 2.6042 | 2.6042 | 1.7 | 0 | 0.5202 | 2.6042 | 3.2695 | 0 | 0 | 0 | 0.085145 | 0.95184 | 0.90425 | 0 | 0 | 0 | 4.5537 | 0 | 0.86669 | -0.86669 | 5.0864 | 84.7738 | 0.20603 | 2.8647 | 0.068116 | 1.7 | 4.6388
2007-07-17 19:00 | 0 | 0 | 113.2709 | 90 | 0 | 0 | 0 | 0 | 0 | 0 | 0 | 0 | 0 | 0 | 0 | 0 | 0 | 0 | 0 | 0 | 0 | 0.96299 | 3.687 | 0 | 0 | 0 | 5.0864 | 84.7738 | 0.20603 | 0 | 0 | 0 | 3.687
2007-07-17 20:00 | 0 | 0 | 117.3204 | 90 | 0 | 0 | 1.3585 | 1.3585 | 1.7 | 0 | 0.5202 | 1.3585 | 0 | 0 | 0 | 0 | 0 | 0 | 0 | 0.34152 | 0.32445 | 0.96299 | 3.687 | 0.32445 | 0 | 0.32445 | 5.3942 | 89.9037 | 0.20607 | 1.4943 | 0 | 1.7 | 3.687
2007-07-17 21:00 | 0 | 0 | 123.6943 | 90 | 0 | 0 | 1.0101 | 1.0101 | 0 | 0 | 0 | 1.0101 | 0 | 0 | 2.2204e-16 | 0 | 0 | 1.0633 | 1.0101 | 0 | 0 | 0.63854 | 3.979 | 0 | 1.0633 | -1.0633 | 4.2735 | 71.2242 | 0.20607 | 1.1111 | 0 | 0 | 3.979
2007-07-17 22:00 | 0 | 0 | 133.933 | 90 | 0 | 0 | 0.36464 | 0.36464 | 0 | 0 | 0 | 0.36464 | 0 | 0 | 0 | 0 | 0 | 0.38383 | 0.36464 | 0 | 0 | 1.8199 | 2.9157 | 0 | 0.38383 | -0.38383 | 3.8689 | 64.4811 | 0.20607 | 0.4011 | 0 | 0 | 2.9157
2007-07-17 23:00 | 0 | 0 | 150.6301 | 90 | 0 | 0 | 0.19186 | 0.19186 | 0 | 0 | 0 | 0.19186 | 0 | 0 | 2.7756e-17 | 0 | 0 | 0.20196 | 0.19186 | 0 | 0 | 2.2464 | 2.5319 | 0 | 0.20196 | -0.20196 | 3.656 | 60.9329 | 0.20607 | 0.21105 | 0 | 0 | 2.5319
2007-07-18 | 0 | 0 | 175.2492 | 90 | 0 | 0 | 0.26618 | 0.26618 | 0 | 0 | 0 | 0.26618 | 0 | 0 | 0 | 0 | 0 | 0.28019 | 0.26618 | 0 | 0 | 2.4708 | 2.3299 | 0 | 0.28019 | -0.28019 | 3.3606 | 56.0106 | 0.20607 | 0.2928 | 0 | 0 | 2.3299
2007-07-18 01:00 | 0 | 0 | -158.1118 | 90 | 0 | 0 | 0 | 0 | 0 | 0 | 0 | 0 | 0 | 0 | 0 | 0 | 0 | 0 | 0 | 0 | 0 | 2.7821 | 2.0498 | 0 | 0 | 0 | 3.3606 | 56.0106 | 0.20607 | 0 | 0 | 0 | 2.0498
2007-07-18 02:00 | 0 | 0 | -138.563 | 90 | 0 | 0 | 0.047473 | 0.047473 | 0 | 0 | 0 | 0.047473 | 0 | 0 | 0 | 0 | 0 | 0.049971 | 0.047473 | 0 | 0 | 2.7821 | 2.0498 | 0 | 0.049971 | -0.049971 | 3.308 | 55.1326 | 0.20607 | 0.05222 | 0 | 0 | 2.0498
2007-07-18 03:00 | 0 | 0 | -126.4549 | 90 | 0 | 0 | 0.22979 | 0.22979 | 0 | 0 | 0 | 0.22979 | 0 | 0 | 2.7756e-17 | 0 | 0 | 0.24189 | 0.22979 | 0 | 0 | 2.8377 | 1.9998 | 0 | 0.24189 | -0.24189 | 3.053 | 50.8832 | 0.20607 | 0.25277 | 0 | 0 | 1.9998
2007-07-18 04:00 | 0 | 0 | -118.9991 | 90 | 0 | 0 | 0.43353 | 0.43353 | 0 | 0 | 0 | 0.43353 | 0 | 0 | 5.5511e-17 | 0 | 0 | 0.45635 | 0.43353 | 0 | 0 | 3.1064 | 1.7579 | 0 | 0.45635 | -0.45635 | 2.572 | 42.866 | 0.20607 | 0.47688 | 0 | 0 | 1.7579
2007-07-18 05:00 | 0 | 0 | -114.2805 | 90 | 0 | 0 | 0.26186 | 0.26186 | 0 | 0 | 0 | 0.26186 | 0 | 0 | 5.5511e-17 | 0 | 0 | 0.27564 | 0.26186 | 0 | 0 | 3.6135 | 1.3016 | 0 | 0.27564 | -0.27564 | 2.2814 | 38.0235 | 0.20607 | 0.28805 | 0 | 0 | 1.3016
2007-07-18 06:00 | 0.015894 | 0.87987 | -111.3145 | 92.401 | 0.014559 | 0.025974 | 0.01742 | 0.01742 | 0 | 0 | 0 | 0.01742 | 149.1049 | 0 | 0 | 0 | 0.025974 | 0.018337 | 0.01742 | 0 | 0 | 3.9197 | 1.0259 | 0.0076372 | 0 | 0.0076372 | 2.2887 | 38.1442 | 0.20607 | 0.019162 | 0.020779 | 0 | 1.0519
2007-07-18 07:00 | 0.0876 | 14.7659 | -109.6669 | 78.4269 | 0.086489 | 0.1543 | 0.69084 | 0.69084 | 0 | 0 | 0 | 0.69084 | 22.3345 | 0 | 0 | 0 | 0.1543 | 0.7272 | 0.69084 | 0 | 0 | 3.9121 | 1.0328 | 0 | 0.57291 | -0.57291 | 1.6848 | 28.0793 | 0.20607 | 0.75993 | 0.12344 | 0 | 1.1871
2007-07-18 08:00 | 0.2665 | 28.7426 | -109.2849 | 64.5673 | 0.25836 | 0.46091 | 0 | 0 | 0 | 0 | 0 | 0 | 0 | 0 | 0 | 0 | 0.46091 | 0 | 0 | 0 | 0 | 4.5487 | 0.45988 | 0.46091 | 0 | 0.46091 | 2.122 | 35.367 | 0.20597 | 0 | 0.36873 | 0 | 0.9208
2007-07-18 09:00 | 0.24445 | 42.6852 | -110.572 | 51.0228 | 0.24253 | 0.43268 | 1.261 | 1.261 | 1.7 | 0 | 0.5202 | 1.261 | 34.3128 | 0 | 0 | 0 | 0.43268 | 0 | 0 | 0.43903 | 0.41708 | 4.0878 | 0.87471 | 0.84975 | 0 | 0.84975 | 2.9282 | 48.8027 | 0.20606 | 1.3871 | 0.34614 | 1.7 | 1.3074
2007-07-18 10:00 | 0.33555 | 56.3791 | -114.9704 | 38.2148 | 0.33273 | 0.59358 | 1.6155 | 1.6155 | 1.7 | 0 | 0.5202 | 1.6155 | 36.7422 | 0 | 0 | 0 | 0.59358 | 0 | 0 | 0.08447 | 0.080247 | 3.238 | 1.6395 | 0.67383 | 0 | 0.67383 | 3.5674 | 59.4568 | 0.20611 | 1.7771 | 0.47487 | 1.7 | 2.2331
2007-07-18 11:00 | 0.35598 | 69.1606 | -127.7057 | 27.273 | 0.35339 | 0.63046 | 2.442 | 2.442 | 1.7 | 0 | 0.5202 | 2.442 | 25.817 | 0 | 0 | 0 | 0.63046 | 0.78107 | 0.74202 | 0 | 0 | 2.5642 | 2.2459 | 0 | 0.15062 | -0.15062 | 3.4087 | 56.8107 | 0.20611 | 2.6862 | 0.50436 | 1.7 | 2.8764
2007-07-18 12:00 | 0.35443 | 77.5839 | -168.7916 | 21.3475 | 0.35205 | 0.62805 | 0 | 0 | 1.4526 | 0 | 0.45267 | 0 | 0 | 0 | 0 | 0 | 0.62805 | 0 | 0 | 1.4526 | 1.38 | 2.7315 | 2.0953 | 2.0081 | 0 | 2.0081 | 5.3137 | 88.5608 | 0.20601 | 0 | 0.50244 | 1.7 | 2.7234
2007-07-18 13:00 | 0.38754 | 72.9301 | 136.8595 | 24.4301 | 0.38449 | 0.68592 | 0 | 0 | 0 | 0 | 0 | 0 | 0 | 0 | 0 | 0 | 0.68592 | 0 | 0 | 0 | 0 | 0.72348 | 3.9026 | 0.68592 | 0 | 0.68592 | 5.9644 | 99.4062 | 0.20587 | 0 | 0.54874 | 0 | 4.5885
2007-07-18 14:00 | 0.36917 | 60.9264 | 117.8747 | 34.1582 | 0.36588 | 0.65273 | 2.0805 | 2.0805 | 1.4961 | 0 | 0.46454 | 2.0805 | 31.3735 | 1.3878e-16 | 0 | 0 | 0.65273 | 0.61517 | 0.58442 | 0 | 0 | 0.037558 | 4.5199 | 0.037558 | 0 | 0.037558 | 6 | 100 | 0.20587 | 2.2886 | 0.52219 | 1.7 | 5.1726
2007-07-18 15:00 | 0.16599 | 47.4208 | 111.5963 | 46.5189 | 0.165 | 0.29436 | 1.4125 | 1.4125 | 1.1329 | 0 | 0.36537 | 1.4125 | 20.8397 | 0 | 0 | 0 | 0.29436 | 0.29436 | 0.27965 | 0 | 0 | 0 | 4.5537 | 0 | 0 | 0 | 6 | 100 | 0.20587 | 1.5538 | 0.23549 | 1.7 | 4.8481
2007-07-18 16:00 | 0.15655 | 33.5297 | 109.4977 | 59.8783 | 0.15547 | 0.27736 | 0.74888 | 0.74888 | 0 | 0 | 0 | 0.74888 | 37.0367 | 0 | 1.1102e-16 | 0 | 0.27736 | 0.78829 | 0.74888 | 0 | 0 | 0 | 4.5537 | 0 | 0.51093 | -0.51093 | 5.4614 | 91.0238 | 0.20587 | 0.82377 | 0.22189 | 0 | 4.831
2007-07-18 17:00 | 0.15601 | 19.5489 | 109.3851 | 73.6588 | 0.15213 | 0.27141 | 1.2807 | 1.2807 | 1.5622 | 0 | 0.48258 | 1.2807 | 21.1922 | 0 | 0 | 0 | 0.27141 | 0 | 0 | 0.28148 | 0.26741 | 0.5677 | 4.0428 | 0.53881 | 0 | 0.53881 | 5.9726 | 99.5432 | 0.20593 | 1.4088 | 0.21713 | 1.7 | 4.3142
2007-07-18 18:00 | 0.060683 | 5.6188 | 110.6119 | 87.6105 | 0.047993 | 0.085619 | 0 | 0 | 0 | 0 | 0 | 0 | 0 | 0.05673 | 0 | 0 | 0.085619 | 0 | 0 | 0 | 0 | 0.028889 | 4.5277 | 0.028889 | 0 | 0.028889 | 6 | 100 | 0.20592 | 0 | 0.068495 | 0 | 4.6133
2007-07-18 19:00 | 0 | 0 | 113.0979 | 90 | 0 | 0 | 1.8677 | 1.8677 | 1.7 | 0 | 0.5202 | 1.8677 | 0 | 0 | 0 | 0 | 0 | 0.17657 | 0.16775 | 0 | 0 | 0 | 4.5537 | 0 | 0.17657 | -0.17657 | 5.8139 | 96.8979 | 0.20592 | 2.0545 | 0 | 1.7 | 4.5537
2007-07-18 20:00 | 0 | 0 | 117.1392 | 90 | 0 | 0 | 1.0874 | 1.0874 | 0 | 0 | 0 | 1.0874 | 0 | 0 | 0 | 0 | 0 | 1.1446 | 1.0874 | 0 | 0 | 0.19619 | 4.3771 | 0 | 1.1446 | -1.1446 | 4.6073 | 76.789 | 0.20592 | 1.1961 | 0 | 0 | 4.3771
2007-07-18 21:00 | 0 | 0 | 123.4982 | 90 | 0 | 0 | 0.92198 | 0.92198 | 0 | 0 | 0 | 0.92198 | 0 | 0 | 1.1102e-16 | 0 | 0 | 0.97051 | 0.92198 | 0 | 0 | 1.468 | 3.2325 | 0 | 0.97051 | -0.97051 | 3.5843 | 59.7389 | 0.20592 | 1.0142 | 0 | 0 | 3.2325
2007-07-18 22:00 | 0 | 0 | 133.7228 | 90 | 0 | 0 | 0.053169 | 0.053169 | 0 | 0 | 0 | 0.053169 | 0 | 0 | 6.9389e-18 | 0 | 0 | 0.055968 | 0.053169 | 0 | 0 | 2.5463 | 2.262 | 0 | 0.055968 | -0.055968 | 3.5253 | 58.7557 | 0.20592 | 0.058486 | 0 | 0 | 2.262
2007-07-18 23:00 | 0 | 0 | 150.4375 | 90 | 0 | 0 | 0.085288 | 0.085288 | 0 | 0 | 0 | 0.085288 | 0 | 0 | 1.3878e-17 | 0 | 0 | 0.089777 | 0.085288 | 0 | 0 | 2.6085 | 2.206 | 0 | 0.089777 | -0.089777 | 3.4307 | 57.1785 | 0.20592 | 0.093817 | 0 | 0 | 2.206
2007-07-19 | 0 | 0 | 175.1724 | 90 | 0 | 0 | 0 | 0 | 0 | 0 | 0 | 0 | 0 | 0 | 0 | 0 | 0 | 0 | 0 | 0 | 0 | 2.7083 | 2.1162 | 0 | 0 | 0 | 3.4307 | 57.1785 | 0.20592 | 0 | 0 | 0 | 2.1162
2007-07-19 01:00 | 0 | 0 | -158.0217 | 90 | 0 | 0 | 0.1799 | 0.1799 | 0 | 0 | 0 | 0.1799 | 0 | 0 | 2.7756e-17 | 0 | 0 | 0.18937 | 0.1799 | 0 | 0 | 2.7083 | 2.1162 | 0 | 0.18937 | -0.18937 | 3.2311 | 53.8516 | 0.20592 | 0.19789 | 0 | 0 | 2.1162
2007-07-19 02:00 | 0 | 0 | -138.3976 | 90 | 0 | 0 | 0.24592 | 0.24592 | 0 | 0 | 0 | 0.24592 | 0 | 0 | 2.7756e-17 | 0 | 0 | 0.25887 | 0.24592 | 0 | 0 | 2.9187 | 1.9269 | 0 | 0.25887 | -0.25887 | 2.9582 | 49.3038 | 0.20592 | 0.27052 | 0 | 0 | 1.9269
2007-07-19 03:00 | 0 | 0 | -126.2782 | 90 | 0 | 0 | 0 | 0 | 0 | 0 | 0 | 0 | 0 | 0 | 0 | 0 | 0 | 0 | 0 | 0 | 0 | 3.2063 | 1.668 | 0 | 0 | 0 | 2.9582 | 49.3038 | 0.20592 | 0 | 0 | 0 | 1.668
2007-07-19 04:00 | 0 | 0 | -118.827 | 90 | 0 | 0 | 0.10106 | 0.10106 | 0 | 0 | 0 | 0.10106 | 0 | 0 | 1.3878e-17 | 0 | 0 | 0.10638 | 0.10106 | 0 | 0 | 3.2063 | 1.668 | 0 | 0.10638 | -0.10638 | 2.8461 | 47.4349 | 0.20592 | 0.11116 | 0 | 0 | 1.668
2007-07-19 05:00 | 0 | 0 | -114.1121 | 90 | 0 | 0 | 0.028512 | 0.028512 | 0 | 0 | 0 | 0.028512 | 0 | 0 | 3.4694e-18 | 0 | 0 | 0.030012 | 0.028512 | 0 | 0 | 3.3245 | 1.5616 | 0 | 0.030012 | -0.030012 | 2.8145 | 46.9077 | 0.20592 | 0.031363 | 0 | 0 | 1.5616
2007-07-19 06:00 | 0.028824 | 0.8284 | -111.1443 | 92.427 | 0.01005 | 0.01793 | 0.32558 | 0.32558 | 0 | 0 | 0 | 0.32558 | 5.507 | 0 | 0 | 0 | 0.01793 | 0.34271 | 0.32558 | 0 | 0 | 3.3579 | 1.5316 | 0 | 0.32478 | -0.32478 | 2.4721 | 41.2019 | 0.20592 | 0.35813 | 0.014344 | 0 | 1.5495
2007-07-19 07:00 | 0.26262 | 14.7301 | -109.4868 | 78.436 | 0.21049 | 0.37552 | 0.49571 | 0.49571 | 0 | 0 | 0 | 0.49571 | 75.7541 | 0 | 0 | 0 | 0.37552 | 0.52179 | 0.49571 | 0 | 0 | 3.7187 | 1.2068 | 0 | 0.14628 | -0.14628 | 2.3179 | 38.632 | 0.20592 | 0.54528 | 0.30041 | 0 | 1.5823
2007-07-19 08:00 | 0.33461 | 28.7229 | -109.0834 | 64.5577 | 0.31543 | 0.56273 | 0 | 0 | 0 | 0 | 0 | 0 | 0 | 0 | 0 | 0 | 0.56273 | 0 | 0 | 0 | 0 | 3.8813 | 1.0606 | 0.56273 | 0 | 0.56273 | 2.8518 | 47.5296 | 0.20581 | 0 | 0.45019 | 0 | 1.6233
2007-07-19 09:00 | 0.25785 | 42.6846 | -110.3301 | 50.9897 | 0.25566 | 0.4561 | 0.87789 | 0.87789 | 0 | 0 | 0 | 0.87789 | 51.9539 | 0 | 0 | 0 | 0.4561 | 0.92409 | 0.87789 | 0 | 0 | 3.3185 | 1.567 | 0 | 0.468 | -0.468 | 2.3585 | 39.3077 | 0.20581 | 0.96568 | 0.36488 | 0 | 2.0231
2007-07-19 10:00 | 0.74873 | 56.4057 | -114.6528 | 38.1484 | 0.71305 | 1.2721 | 0.39113 | 0.39113 | 0 | 0 | 0 | 0.39113 | 325.2288 | 0 | 0 | 0 | 1.2721 | 0.41172 | 0.39113 | 0 | 0 | 3.8385 | 1.099 | 0.86036 | 0 | 0.86036 | 3.1747 | 52.9111 | 0.20563 | 0.43025 | 1.0177 | 0 | 2.3711
2007-07-19 11:00 | 1.04 | 69.2367 | -127.2533 | 27.156 | 0.99306 | 1.7716 | 2.7852 | 2.7852 | 1.7 | 0 | 0.5202 | 2.7852 | 63.6091 | 0 | 0 | 0 | 1.7716 | 1.1423 | 1.0852 | 0 | 0 | 2.9782 | 1.8733 | 0.62934 | 0 | 0.62934 | 3.7717 | 62.8618 | 0.20559 | 3.0637 | 1.4173 | 1.7 | 3.645
2007-07-19 12:00 | 0.9904 | 77.7515 | -168.5136 | 21.1755 | 0.94873 | 1.6925 | 0.22805 | 0.22805 | 0.91888 | 0 | 0.30695 | 0.22805 | 742.1829 | 0 | 0 | 0 | 1.6925 | 0 | 0 | 0.69083 | 0.65629 | 2.3488 | 2.4397 | 2.3488 | 0 | 2.3488 | 6 | 100 | 0.20526 | 0.25085 | 1.354 | 1.7 | 4.1323
2007-07-19 13:00 | 0.65683 | 73.0681 | 136.476 | 24.2676 | 0.64008 | 1.1419 | 0 | 0 | 0 | 0 | 0 | 0 | 0 | 1.1419 | 0 | 0 | 1.1419 | 0 | 0 | 0 | 0 | 0 | 4.5537 | 0 | 0 | 0 | 6 | 100 | 0.20526 | 0 | 0.91352 | 0 | 5.6956
2007-07-19 14:00 | 0.28982 | 61.0096 | 117.551 | 34.0386 | 0.28796 | 0.51372 | 0.88451 | 0.88451 | 0 | 0 | 0 | 0.88451 | 58.0796 | 0 | 1.1102e-16 | 0 | 0.51372 | 0.93106 | 0.88451 | 0 | 0 | 0 | 4.5537 | 0 | 0.41734 | -0.41734 | 5.5601 | 92.6681 | 0.20526 | 0.97296 | 0.41097 | 0 | 5.0674
2007-07-19 15:00 | 0.3788 | 47.474 | 111.3454 | 46.4327 | 0.37269 | 0.66488 | 0.90547 | 0.90547 | 0 | 0 | 0 | 0.90547 | 73.4294 | 0 | 0 | 0 | 0.66488 | 0.95313 | 0.90547 | 0 | 0 | 0.46371 | 4.1363 | 0 | 0.28825 | -0.28825 | 5.2563 | 87.6041 | 0.20526 | 0.99602 | 0.53191 | 0 | 4.8012
2007-07-19 16:00 | 0.34053 | 33.5624 | 109.288 | 59.8161 | 0.32837 | 0.58581 | 1.0564 | 1.0564 | 0 | 0 | 0 | 1.0564 | 55.4531 | 0 | 0 | 0 | 0.58581 | 1.112 | 1.0564 | 0 | 0 | 0.78399 | 3.8481 | 0 | 0.5262 | -0.5262 | 4.7016 | 78.3598 | 0.20526 | 1.162 | 0.46865 | 0 | 4.4339
2007-07-19 17:00 | 0.2297 | 19.5648 | 109.1972 | 73.6158 | 0.21104 | 0.37649 | 1.0488 | 1.0488 | 0 | 0 | 0 | 1.0488 | 35.8972 | 0 | 0 | 0 | 0.37649 | 1.104 | 1.0488 | 0 | 0 | 1.3686 | 3.3219 | 0 | 0.72751 | -0.72751 | 3.9347 | 65.5787 | 0.20526 | 1.1537 | 0.30119 | 0 | 3.6984
2007-07-19 18:00 | 0.077539 | 5.6187 | 110.4332 | 87.5844 | 0.04698 | 0.083812 | 1.3772 | 1.3772 | 1.7 | 0 | 0.5202 | 1.3772 | 6.0855 | 0 | 0 | 0 | 0.083812 | 0 | 0 | 0.32275 | 0.30661 | 2.177 | 2.5944 | 0.39043 | 0 | 0.39043 | 4.3051 | 71.7519 | 0.2053 | 1.515 | 0.06705 | 1.7 | 2.6782
2007-07-19 19:00 | 0 | 0 | 112.9192 | 90 | 0 | 0 | 0 | 0 | 1.4526 | 0 | 0.45267 | 0 | 0 | 0 | 0 | 0 | 0 | 0 | 0 | 1.4526 | 1.38 | 1.7866 | 2.9458 | 1.38 | 0 | 1.38 | 5.6143 | 93.5716 | 0.20533 | 0 | 0 | 1.7 | 2.9458
2007-07-19 20:00 | 0 | 0 | 116.9522 | 90 | 0 | 0 | 0.7444 | 0.7444 | 0 | 0 | 0 | 0.7444 | 0 | 0 | 0 | 0 | 0 | 0.78357 | 0.7444 | 0 | 0 | 0.40657 | 4.1878 | 0 | 0.78357 | -0.78357 | 4.7883 | 79.8056 | 0.20533 | 0.81883 | 0 | 0 | 4.1878
2007-07-19 21:00 | 0 | 0 | 123.2963 | 90 | 0 | 0 | 0 | 0 | 0 | 0 | 0 | 0 | 0 | 0 | 0 | 0 | 0 | 0 | 0 | 0 | 0 | 1.2772 | 3.4042 | 0 | 0 | 0 | 4.7883 | 79.8056 | 0.20533 | 0 | 0 | 0 | 3.4042
2007-07-19 22:00 | 0 | 0 | 133.5067 | 90 | 0 | 0 | 0 | 0 | 0 | 0 | 0 | 0 | 0 | 0 | 0 | 0 | 0 | 0 | 0 | 0 | 0 | 1.2772 | 3.4042 | 0 | 0 | 0 | 4.7883 | 79.8056 | 0.20533 | 0 | 0 | 0 | 3.4042
2007-07-19 23:00 | 0 | 0 | 150.2407 | 90 | 0 | 0 | 0 | 0 | 0 | 0 | 0 | 0 | 0 | 0 | 0 | 0 | 0 | 0 | 0 | 0 | 0 | 1.2772 | 3.4042 | 0 | 0 | 0 | 4.7883 | 79.8056 | 0.20533 | 0 | 0 | 0 | 3.4042
2007-07-20 | 0 | 0 | 175.0975 | 90 | 0 | 0 | 0.27654 | 0.27654 | 0 | 0 | 0 | 0.27654 | 0 | 0 | 0 | 0 | 0 | 0.29109 | 0.27654 | 0 | 0 | 1.2772 | 3.4042 | 0 | 0.29109 | -0.29109 | 4.4815 | 74.6917 | 0.20533 | 0.30419 | 0 | 0 | 3.4042
2007-07-20 01:00 | 0 | 0 | -157.9227 | 90 | 0 | 0 | 0.19057 | 0.19057 | 0 | 0 | 0 | 0.19057 | 0 | 0 | 2.7756e-17 | 0 | 0 | 0.2006 | 0.19057 | 0 | 0 | 1.6006 | 3.1131 | 0 | 0.2006 | -0.2006 | 4.2701 | 71.1675 | 0.20533 | 0.20963 | 0 | 0 | 3.1131
2007-07-20 02:00 | 0 | 0 | -138.2223 | 90 | 0 | 0 | 0 | 0 | 0 | 0 | 0 | 0 | 0 | 0 | 0 | 0 | 0 | 0 | 0 | 0 | 0 | 1.8235 | 2.9125 | 0 | 0 | 0 | 4.2701 | 71.1675 | 0.20533 | 0 | 0 | 0 | 2.9125
2007-07-20 03:00 | 0 | 0 | -126.0928 | 90 | 0 | 0 | 0.1025 | 0.1025 | 0 | 0 | 0 | 0.1025 | 0 | 0 | 0 | 0 | 0 | 0.10789 | 0.1025 | 0 | 0 | 1.8235 | 2.9125 | 0 | 0.10789 | -0.10789 | 4.1563 | 69.272 | 0.20533 | 0.11275 | 0 | 0 | 2.9125
2007-07-20 04:00 | 0 | 0 | -118.6473 | 90 | 0 | 0 | 0.089732 | 0.089732 | 0 | 0 | 0 | 0.089732 | 0 | 0 | 1.3878e-17 | 0 | 0 | 0.094454 | 0.089732 | 0 | 0 | 1.9434 | 2.8046 | 0 | 0.094454 | -0.094454 | 4.0568 | 67.6126 | 0.20533 | 0.098705 | 0 | 0 | 2.8046
2007-07-20 05:00 | 0 | 0 | -113.937 | 90 | 0 | 0 | 0.35415 | 0.35415 | 0 | 0 | 0 | 0.35415 | 0 | 0 | 0 | 0 | 0 | 0.37279 | 0.35415 | 0 | 0 | 2.0484 | 2.7102 | 0 | 0.37279 | -0.37279 | 3.6638 | 61.0633 | 0.20533 | 0.38957 | 0 | 0 | 2.7102
2007-07-20 06:00 | 0.021948 | 0.77785 | -110.9677 | 92.4511 | 0.015074 | 0.026892 | 0.55211 | 0.55211 | 0 | 0 | 0 | 0.55211 | 4.8707 | 0 | 1.1102e-16 | 0 | 0.026892 | 0.58116 | 0.55211 | 0 | 0 | 2.4626 | 2.3374 | 0 | 0.55427 | -0.55427 | 3.0795 | 51.3257 | 0.20533 | 0.60732 | 0.021513 | 0 | 2.3643
2007-07-20 07:00 | 0.11576 | 14.6956 | -109.3003 | 78.4428 | 0.11238 | 0.20048 | 1.8648 | 1.8648 | 1.7 | 0 | 0.5202 | 1.8648 | 10.7512 | 0 | 0 | 0 | 0.20048 | 0.17344 | 0.16477 | 0 | 0 | 3.0784 | 1.7831 | 0.027047 | 0 | 0.027047 | 3.1052 | 51.7534 | 0.20533 | 2.0512 | 0.16039 | 1.7 | 1.9836
2007-07-20 08:00 | 0.3678 | 28.705 | -108.875 | 64.5453 | 0.34198 | 0.61009 | 2.3612 | 2.3612 | 1.7 | 0 | 0.5202 | 2.3612 | 25.8383 | 3.3307e-16 | 0 | 0 | 0.61009 | 0.69597 | 0.66117 | 0 | 0 | 3.0514 | 1.8074 | 0 | 0.085886 | -0.085886 | 3.0147 | 50.2445 | 0.20533 | 2.5973 | 0.48807 | 1.7 | 2.4175
2007-07-20 09:00 | 0.20416 | 42.6862 | -110.0802 | 50.9533 | 0.20282 | 0.36182 | 0.84817 | 0.84817 | 1.7 | 0 | 0.5202 | 0.84817 | 42.6594 | 0 | 0 | 0 | 0.36182 | 0 | 0 | 0.85183 | 0.80924 | 3.1468 | 1.7216 | 1.1711 | 0 | 1.1711 | 4.1256 | 68.7606 | 0.20545 | 0.93299 | 0.28946 | 1.7 | 2.0834
2007-07-20 10:00 | 0.16624 | 56.435 | -114.3249 | 38.078 | 0.1653 | 0.29489 | 0.14075 | 0.14075 | 1.5934 | 0 | 0.49109 | 0.14075 | 209.5179 | 2.2204e-16 | 0 | 0 | 0.29489 | 0 | 0 | 1.4526 | 1.38 | 1.9758 | 2.7755 | 1.6749 | 0 | 1.6749 | 5.7146 | 95.2429 | 0.20547 | 0.15482 | 0.23591 | 1.7 | 3.0704
2007-07-20 11:00 | 0.19326 | 69.3166 | -126.7858 | 27.0336 | 0.19218 | 0.34285 | 1.4103 | 1.4103 | 1.3704 | 0 | 0.43021 | 1.4103 | 24.3109 | 0 | 0 | 0 | 0.34285 | 0.041979 | 0.03988 | 0 | 0 | 0.30087 | 4.2829 | 0.30087 | 0 | 0.30087 | 6 | 100 | 0.20549 | 1.5513 | 0.27428 | 1.7 | 4.6258
2007-07-20 12:00 | 0.21248 | 77.9252 | -168.2307 | 20.9971 | 0.2113 | 0.37695 | 0.92209 | 0.92209 | 0 | 0 | 0 | 0.92209 | 40.8806 | 0 | 0 | 0 | 0.37695 | 0.97062 | 0.92209 | 0 | 0 | 0 | 4.5537 | 0 | 0.59366 | -0.59366 | 5.3742 | 89.5704 | 0.20549 | 1.0143 | 0.30156 | 0 | 4.9306
2007-07-20 13:00 | 0.52135 | 73.2082 | 136.0661 | 24.101 | 0.51381 | 0.91664 | 1.874 | 1.874 | 1.6298 | 0 | 0.50103 | 1.874 | 48.9146 | 0 | 0 | 0 | 0.91664 | 0.25701 | 0.24416 | 0 | 0 | 0.65963 | 3.96 | 0.65963 | 0 | 0.65963 | 6 | 100 | 0.20554 | 2.0613 | 0.73331 | 1.7 | 4.8767
2007-07-20 14:00 | 0.26195 | 61.0924 | 117.2121 | 33.9176 | 0.26036 | 0.46448 | 0 | 0 | 0 | 0 | 0 | 0 | 0 | 0.46448 | 0 | 0 | 0.46448 | 0 | 0 | 0 | 0 | 0 | 4.5537 | 0 | 0 | 0 | 6 | 100 | 0.20554 | 0 | 0.37158 | 0 | 5.0182
2007-07-20 15:00 | 0.24148 | 47.5256 | 111.0845 | 46.3464 | 0.23985 | 0.42789 | 1.3954 | 1.3954 | 0.98894 | 0 | 0.32608 | 1.3954 | 30.6635 | 1.1102e-16 | 0 | 0 | 0.42789 | 0.42789 | 0.40649 | 0 | 0 | 0 | 4.5537 | 0 | 0 | 0 | 6 | 100 | 0.20554 | 1.535 | 0.34231 | 1.7 | 4.9816
2007-07-20 16:00 | 0.17304 | 33.5931 | 109.0706 | 59.7548 | 0.17179 | 0.30647 | 1.5526 | 1.5526 | 1.2615 | 0 | 0.40049 | 1.5526 | 19.7387 | 0 | 0 | 0 | 0.30647 | 0.30647 | 0.29115 | 0 | 0 | 0 | 4.5537 | 0 | 0 | 0 | 6 | 100 | 0.20554 | 1.7079 | 0.24518 | 1.7 | 4.8602
2007-07-20 17:00 | 0.10353 | 19.5783 | 109.0028 | 73.5741 | 0.1026 | 0.18303 | 0.073996 | 0.073996 | 0 | 0 | 0 | 0.073996 | 247.3519 | 0.10514 | 0 | 0 | 0.18303 | 0.077891 | 0.073996 | 0 | 0 | 0 | 4.5537 | 0 | 0 | 0 | 6 | 100 | 0.20554 | 0.081396 | 0.14643 | 0 | 4.7367
2007-07-20 18:00 | 0.029502 | 5.6158 | 110.2486 | 87.5602 | 0.028938 | 0.051626 | 0.43483 | 0.43483 | 0 | 0 | 0 | 0.43483 | 11.8727 | 0 | 0 | 0 | 0.051626 | 0.45771 | 0.43483 | 0 | 0 | 0 | 4.5537 | 0 | 0.40609 | -0.40609 | 5.572 | 92.8658 | 0.20554 | 0.47831 | 0.041301 | 0 | 4.6053
2007-07-20 19:00 | 0 | 0 | 112.7347 | 90 | 0 | 0 | 1.3188 | 1.3188 | 1.7 | 0 | 0.5202 | 1.3188 | 0 | 0 | 0 | 0 | 0 | 0 | 0 | 0.38123 | 0.36216 | 0.45121 | 4.1476 | 0.36216 | 0 | 0.36216 | 5.9155 | 98.5921 | 0.20558 | 1.4507 | 0 | 1.7 | 4.1476
2007-07-20 20:00 | 0 | 0 | 116.7594 | 90 | 0 | 0 | 0.54701 | 0.54701 | 0 | 0 | 0 | 0.54701 | 0 | 0 | 0 | 0 | 0 | 0.5758 | 0.54701 | 0 | 0 | 0.089044 | 4.4736 | 0 | 0.5758 | -0.5758 | 5.3086 | 88.4764 | 0.20558 | 0.60171 | 0 | 0 | 4.4736
2007-07-20 21:00 | 0 | 0 | 123.0884 | 90 | 0 | 0 | 0.061871 | 0.061871 | 0 | 0 | 0 | 0.061871 | 0 | 0 | 6.9389e-18 | 0 | 0 | 0.065128 | 0.061871 | 0 | 0 | 0.72882 | 3.8978 | 0 | 0.065128 | -0.065128 | 5.2399 | 87.3322 | 0.20558 | 0.068058 | 0 | 0 | 3.8978
2007-07-20 22:00 | 0 | 0 | 133.2847 | 90 | 0 | 0 | 0.31219 | 0.31219 | 0 | 0 | 0 | 0.31219 | 0 | 0 | 0 | 0 | 0 | 0.32862 | 0.31219 | 0 | 0 | 0.80118 | 3.8326 | 0 | 0.32862 | -0.32862 | 4.8935 | 81.559 | 0.20558 | 0.34341 | 0 | 0 | 3.8326
2007-07-20 23:00 | 0 | 0 | 150.0397 | 90 | 0 | 0 | 0.057241 | 0.057241 | 0 | 0 | 0 | 0.057241 | 0 | 0 | 0 | 0 | 0 | 0.060254 | 0.057241 | 0 | 0 | 1.1663 | 3.504 | 0 | 0.060254 | -0.060254 | 4.83 | 80.5004 | 0.20558 | 0.062965 | 0 | 0 | 3.504
2007-07-21 | 0 | 0 | 175.0247 | 90 | 0 | 0 | 0.14728 | 0.14728 | 0 | 0 | 0 | 0.14728 | 0 | 0 | 2.7756e-17 | 0 | 0 | 0.15503 | 0.14728 | 0 | 0 | 1.2333 | 3.4438 | 0 | 0.15503 | -0.15503 | 4.6666 | 77.7768 | 0.20558 | 0.16201 | 0 | 0 | 3.4438
2007-07-21 01:00 | 0 | 0 | -157.8147 | 90 | 0 | 0 | 0.13384 | 0.13384 | 0 | 0 | 0 | 0.13384 | 0 | 0 | 2.7756e-17 | 0 | 0 | 0.14089 | 0.13384 | 0 | 0 | 1.4055 | 3.2887 | 0 | 0.14089 | -0.14089 | 4.5181 | 75.3016 | 0.20558 | 0.14723 | 0 | 0 | 3.2887
2007-07-21 02:00 | 0 | 0 | -138.037 | 90 | 0 | 0 | 0.35904 | 0.35904 | 0 | 0 | 0 | 0.35904 | 0 | 0 | 5.5511e-17 | 0 | 0 | 0.37793 | 0.35904 | 0 | 0 | 1.5621 | 3.1478 | 0 | 0.37793 | -0.37793 | 4.1197 | 68.662 | 0.20558 | 0.39494 | 0 | 0 | 3.1478
2007-07-21 03:00 | 0 | 0 | -125.8987 | 90 | 0 | 0 | 0.27917 | 0.27917 | 0 | 0 | 0 | 0.27917 | 0 | 0 | 5.5511e-17 | 0 | 0 | 0.29386 | 0.27917 | 0 | 0 | 1.982 | 2.7699 | 0 | 0.29386 | -0.29386 | 3.81 | 63.4995 | 0.20558 | 0.30708 | 0 | 0 | 2.7699
2007-07-21 04:00 | 0 | 0 | -118.4601 | 90 | 0 | 0 | 0.40906 | 0.40906 | 0 | 0 | 0 | 0.40906 | 0 | 0 | 5.5511e-17 | 0 | 0 | 0.43058 | 0.40906 | 0 | 0 | 2.3085 | 2.476 | 0 | 0.43058 | -0.43058 | 3.3561 | 55.9349 | 0.20558 | 0.44996 | 0 | 0 | 2.476
2007-07-21 05:00 | 0 | 0 | -113.7551 | 90 | 0 | 0 | 0.43576 | 0.43576 | 0 | 0 | 0 | 0.43576 | 0 | 0 | 5.5511e-17 | 0 | 0 | 0.4587 | 0.43576 | 0 | 0 | 2.7869 | 2.0455 | 0 | 0.4587 | -0.4587 | 2.8726 | 47.8764 | 0.20558 | 0.47934 | 0 | 0 | 2.0455
2007-07-21 06:00 | 0.0027556 | 0.72827 | -110.7846 | 92.4733 | 0.0027274 | 0.0048657 | 0.054874 | 0.054874 | 0 | 0 | 0 | 0.054874 | 8.867 | 0 | 6.9389e-18 | 0 | 0.0048657 | 0.057762 | 0.054874 | 0 | 0 | 3.2966 | 1.5868 | 0 | 0.052897 | -0.052897 | 2.8168 | 46.9471 | 0.20558 | 0.060362 | 0.0038925 | 0 | 1.5916
2007-07-21 07:00 | 0.038333 | 14.6625 | -109.1073 | 78.4473 | 0.038055 | 0.067891 | 0.90718 | 0.90718 | 0 | 0 | 0 | 0.90718 | 7.4837 | 0 | 1.1102e-16 | 0 | 0.067891 | 0.95492 | 0.90718 | 0 | 0 | 3.3554 | 1.5339 | 0 | 0.88703 | -0.88703 | 1.8818 | 31.3636 | 0.20558 | 0.99789 | 0.054313 | 0 | 1.6018
2007-07-21 08:00 | 0.13847 | 28.6889 | -108.6596 | 64.53 | 0.13747 | 0.24525 | 0.5718 | 0.5718 | 0 | 0 | 0 | 0.5718 | 42.8911 | 0 | 0 | 0 | 0.24525 | 0.60189 | 0.5718 | 0 | 0 | 4.341 | 0.64683 | 0 | 0.35664 | -0.35664 | 1.5059 | 25.098 | 0.20558 | 0.62898 | 0.1962 | 0 | 0.89208
2007-07-21 09:00 | 0.092849 | 42.6901 | -109.8223 | 50.9135 | 0.092332 | 0.16472 | 4.5063 | 2.1322 | 1.7 | 0 | 0.5202 | 2.1322 | 7.7255 | 0 | 2.3741 | 2.9499 | 0.16472 | 0.45491 | 0.43216 | 0 | 0 | 4.7372 | 0.29019 | 0 | 0.29019 | -0.29019 | 1.2 | 20 | 0.20558 | 4.9569 | 0.13178 | 1.7 | 0.45491
2007-07-21 10:00 | 0.16709 | 56.467 | -113.9867 | 38.0034 | 0.16614 | 0.2964 | 1.4071 | 1.4071 | 1.7 | 0 | 0.5202 | 1.4071 | 21.0651 | 0 | 0 | 0 | 0.2964 | 0 | 0 | 0.29294 | 0.2783 | 5.0597 | 0 | 0.5747 | 0 | 0.5747 | 1.7452 | 29.0867 | 0.20564 | 1.5478 | 0.23712 | 1.7 | 0.2964
2007-07-21 11:00 | 0.16404 | 69.4003 | -126.303 | 26.906 | 0.16314 | 0.29104 | 2.8402 | 2.4679 | 1.7 | 0 | 0.5202 | 2.4679 | 11.7933 | 0 | 0.37234 | 0.87755 | 0.29104 | 0.80827 | 0.76785 | 0 | 0 | 4.485 | 0.51723 | 0 | 0.51723 | -0.51723 | 1.2 | 20 | 0.20564 | 3.1242 | 0.23283 | 1.7 | 0.80827
2007-07-21 12:00 | 0.21212 | 78.1052 | -167.9426 | 20.8125 | 0.21094 | 0.37632 | 0 | 0 | 1.4526 | 0 | 0.45267 | 0 | 0 | 0 | 0 | 0 | 0.37632 | 0 | 0 | 1.4526 | 1.38 | 5.0597 | 0 | 1.7563 | 0 | 1.7563 | 2.8662 | 47.7697 | 0.20559 | 0 | 0.30105 | 1.7 | 0.37632
2007-07-21 13:00 | 0.35109 | 73.35 | 135.6289 | 23.9306 | 0.34871 | 0.62211 | 1.0909 | 1.0909 | 1.7 | 0 | 0.5202 | 1.0909 | 57.029 | 0 | 0 | 0 | 0.62211 | 0 | 0 | 0.60914 | 0.57868 | 3.3033 | 1.5807 | 1.2008 | 0 | 1.2008 | 4.0054 | 66.7558 | 0.2057 | 1.1999 | 0.49768 | 1.7 | 2.2028
2007-07-21 14:00 | 0.14454 | 61.1744 | 116.858 | 33.7953 | 0.14375 | 0.25645 | 0.41894 | 0.41894 | 1.7 | 0 | 0.5202 | 0.41894 | 61.2133 | 0 | 0 | 0 | 0.25645 | 0 | 0 | 1.2811 | 1.217 | 2.1025 | 2.6614 | 1.4735 | 0 | 1.4735 | 5.4032 | 90.0531 | 0.20579 | 0.46084 | 0.20516 | 1.7 | 2.9178
2007-07-21 15:00 | 0.23602 | 47.5758 | 110.8135 | 46.2603 | 0.23447 | 0.41829 | 2.3631 | 2.3631 | 1.7 | 0 | 0.5202 | 2.3631 | 17.7008 | 0 | 0 | 0 | 0.41829 | 0.69799 | 0.66309 | 0 | 0 | 0.6291 | 3.9875 | 0 | 0.27971 | -0.27971 | 5.1084 | 85.1392 | 0.20579 | 2.5994 | 0.33463 | 1.7 | 4.4058
2007-07-21 16:00 | 0.051252 | 33.6217 | 108.8455 | 59.6943 | 0.050971 | 0.090933 | 1.2017 | 1.2017 | 0 | 0 | 0 | 1.2017 | 7.5672 | 0 | 0 | 0 | 0.090933 | 1.2649 | 1.2017 | 0 | 0 | 0.93988 | 3.7078 | 0 | 1.174 | -1.174 | 3.8709 | 64.5143 | 0.20579 | 1.3218 | 0.072746 | 0 | 3.7987
2007-07-21 17:00 | 0.089433 | 19.5893 | 108.8018 | 73.5339 | 0.088706 | 0.15825 | 1.2294 | 1.2294 | 0 | 0 | 0 | 1.2294 | 12.8722 | 0 | 2.2204e-16 | 0 | 0.15825 | 1.2941 | 1.2294 | 0 | 0 | 2.2443 | 2.5338 | 0 | 1.1359 | -1.1359 | 2.6736 | 44.5593 | 0.20579 | 1.3523 | 0.1266 | 0 | 2.6921
2007-07-21 18:00 | 0.092567 | 5.6101 | 110.0582 | 87.5379 | 0.046229 | 0.082473 | 1.1066 | 1.1066 | 0 | 0 | 0 | 1.1066 | 7.453 | 0 | 2.2204e-16 | 0 | 0.082473 | 1.1648 | 1.1066 | 0 | 0 | 3.5064 | 1.3979 | 0 | 1.0823 | -1.0823 | 1.5327 | 25.5445 | 0.20579 | 1.2172 | 0.065979 | 0 | 1.4804
2007-07-21 19:00 | 0 | 0 | 112.5446 | 90 | 0 | 0 | 0.013792 | 0.013792 | 0 | 0 | 0 | 0.013792 | 0 | 0 | 1.7347e-18 | 0 | 0 | 0.014518 | 0.013792 | 0 | 0 | 4.709 | 0.3156 | 0 | 0.014518 | -0.014518 | 1.5174 | 25.2895 | 0.20579 | 0.015171 | 0 | 0 | 0.3156
2007-07-21 20:00 | 0 | 0 | 116.561 | 90 | 0 | 0 | 2.1706 | 1.986 | 1.7 | 0 | 0.5202 | 1.986 | 0 | 0 | 0.18455 | 0.40161 | 0 | 0.30108 | 0.28603 | 0 | 0 | 4.7251 | 0.30108 | 0 | 0.30108 | -0.30108 | 1.2 | 20 | 0.20579 | 2.3876 | 0 | 1.7 | 0.30108
2007-07-21 21:00 | 0 | 0 | 122.8747 | 90 | 0 | 0 | 0 | 0 | 1.4526 | 0 | 0.45267 | 0 | 0 | 0 | 0 | 0 | 0 | 0 | 0 | 1.4526 | 1.38 | 5.0597 | 0 | 1.38 | 0 | 1.38 | 2.5092 | 41.8197 | 0.20581 | 0 | 0 | 1.7 | 0
2007-07-21 22:00 | 0 | 0 | 133.0569 | 90 | 0 | 0 | 0.032271 | 0.032271 | 1.4849 | 0 | 0.46148 | 0.032271 | 0 | 2.2204e-16 | 0 | 0 | 0 | 0 | 0 | 1.4526 | 1.38 | 3.6797 | 1.242 | 1.38 | 0 | 1.38 | 3.8184 | 63.6393 | 0.20585 | 0.035498 | 0 | 1.7 | 1.242
2007-07-21 23:00 | 0 | 0 | 149.8344 | 90 | 0 | 0 | 0.13685 | 0.13685 | 1.5895 | 0 | 0.49003 | 0.13685 | 0 | 2.2204e-16 | 0 | 0 | 0 | 0 | 0 | 1.4526 | 1.38 | 2.2997 | 2.484 | 1.38 | 0 | 1.38 | 5.1276 | 85.459 | 0.20592 | 0.15053 | 0 | 1.7 | 2.484
2007-07-22 | 0 | 0 | 174.9542 | 90 | 0 | 0 | 0.075488 | 0.075488 | 0 | 0 | 0 | 0.075488 | 0 | 0 | 1.3878e-17 | 0 | 0 | 0.079461 | 0.075488 | 0 | 0 | 0.91965 | 3.726 | 0 | 0.079461 | -0.079461 | 5.0438 | 84.063 | 0.20592 | 0.083037 | 0 | 0 | 3.726
2007-07-22 01:00 | 0 | 0 | -157.6973 | 90 | 0 | 0 | 0.16111 | 0.16111 | 0 | 0 | 0 | 0.16111 | 0 | 0 | 2.7756e-17 | 0 | 0 | 0.16959 | 0.16111 | 0 | 0 | 1.0079 | 3.6465 | 0 | 0.16959 | -0.16959 | 4.865 | 81.0837 | 0.20592 | 0.17722 | 0 | 0 | 3.6465
2007-07-22 02:00 | 0 | 0 | -137.8416 | 90 | 0 | 0 | 0.10491 | 0.10491 | 0 | 0 | 0 | 0.10491 | 0 | 0 | 1.3878e-17 | 0 | 0 | 0.11044 | 0.10491 | 0 | 0 | 1.1964 | 3.477 | 0 | 0.11044 | -0.11044 | 4.7486 | 79.1435 | 0.20592 | 0.11541 | 0 | 0 | 3.477
2007-07-22 03:00 | 0 | 0 | -125.6958 | 90 | 0 | 0 | 0.29437 | 0.29437 | 0 | 0 | 0 | 0.29437 | 0 | 0 | 5.5511e-17 | 0 | 0 | 0.30986 | 0.29437 | 0 | 0 | 1.3191 | 3.3665 | 0 | 0.30986 | -0.30986 | 4.422 | 73.6998 | 0.20592 | 0.3238 | 0 | 0 | 3.3665
2007-07-22 04:00 | 0 | 0 | -118.2655 | 90 | 0 | 0 | 0.56867 | 0.56867 | 0 | 0 | 0 | 0.56867 | 0 | 0 | 1.1102e-16 | 0 | 0 | 0.5986 | 0.56867 | 0 | 0 | 1.6634 | 3.0567 | 0 | 0.5986 | -0.5986 | 3.791 | 63.1836 | 0.20592 | 0.62553 | 0 | 0 | 3.0567
2007-07-22 05:00 | 0 | 0 | -113.5665 | 90 | 0 | 0 | 0.248 | 0.248 | 0 | 0 | 0 | 0.248 | 0 | 0 | 0 | 0 | 0 | 0.26106 | 0.248 | 0 | 0 | 2.3285 | 2.4581 | 0 | 0.26106 | -0.26106 | 3.5158 | 58.5973 | 0.20592 | 0.2728 | 0 | 0 | 2.4581
2007-07-22 06:00 | 0.0054038 | 0.67973 | -110.5952 | 92.4934 | 0.0053173 | 0.009486 | 0.060631 | 0.060631 | 0 | 0 | 0 | 0.060631 | 15.6455 | 0 | 0 | 0 | 0.009486 | 0.063822 | 0.060631 | 0 | 0 | 2.6185 | 2.197 | 0 | 0.054336 | -0.054336 | 3.4586 | 57.6427 | 0.20592 | 0.066694 | 0.0075888 | 0 | 2.2065
2007-07-22 07:00 | 0.029106 | 14.6309 | -108.9078 | 78.4493 | 0.028912 | 0.05158 | 0.5113 | 0.5113 | 0 | 0 | 0 | 0.5113 | 10.0879 | 0 | 1.1102e-16 | 0 | 0.05158 | 0.53821 | 0.5113 | 0 | 0 | 2.6789 | 2.1427 | 0 | 0.48664 | -0.48664 | 2.9456 | 49.0934 | 0.20592 | 0.56243 | 0.041264 | 0 | 2.1942
2007-07-22 08:00 | 0.081201 | 28.6746 | -108.4373 | 64.512 | 0.080701 | 0.14397 | 1.0648 | 1.0648 | 0 | 0 | 0 | 1.0648 | 13.5214 | 0 | 0 | 0 | 0.14397 | 1.1208 | 1.0648 | 0 | 0 | 3.2196 | 1.656 | 0 | 0.97682 | -0.97682 | 1.9159 | 31.9324 | 0.20592 | 1.1712 | 0.11518 | 0 | 1.8
2007-07-22 09:00 | 0.31516 | 42.6961 | -109.5564 | 50.8703 | 0.31107 | 0.55496 | 0.98506 | 0.98506 | 1.7 | 0 | 0.5202 | 0.98506 | 56.3374 | -1.1102e-16 | 0 | 0 | 0.55496 | 0 | 0 | 0.71494 | 0.6792 | 4.305 | 0.67921 | 1.2342 | 0 | 1.2342 | 3.0868 | 51.446 | 0.20604 | 1.0836 | 0.44396 | 1.7 | 1.2342
2007-07-22 10:00 | 0.3979 | 56.5017 | -113.6382 | 37.9247 | 0.39325 | 0.70156 | 1.2839 | 1.2839 | 1.7 | 0 | 0.5202 | 1.2839 | 54.6436 | 0 | 0 | 0 | 0.70156 | 0 | 0 | 0.41612 | 0.39532 | 3.0708 | 1.7899 | 1.0969 | 0 | 1.0969 | 4.1274 | 68.7891 | 0.20613 | 1.4123 | 0.56124 | 1.7 | 2.4915
2007-07-22 11:00 | 0.25859 | 69.4875 | -125.8047 | 26.7731 | 0.25709 | 0.45864 | 1.8026 | 1.8026 | 1.7 | 0 | 0.5202 | 1.8026 | 25.4429 | 0 | 0 | 0 | 0.45864 | 0.10804 | 0.10264 | 0 | 0 | 1.974 | 2.7771 | 0.3506 | 0 | 0.3506 | 4.46 | 74.3326 | 0.20616 | 1.9829 | 0.36691 | 1.7 | 3.2358
2007-07-22 12:00 | 0.31536 | 78.2912 | -167.6489 | 20.6216 | 0.31345 | 0.5592 | 0.31945 | 0.31945 | 1.4396 | 0 | 0.44912 | 0.31945 | 175.0486 | 0 | 0 | 0 | 0.5592 | 0 | 0 | 1.1202 | 1.0642 | 1.6234 | 3.0927 | 1.6234 | 0 | 1.6234 | 6 | 100 | 0.20614 | 0.3514 | 0.44736 | 1.7 | 3.6519
2007-07-22 13:00 | 0.21112 | 73.4936 | 135.1635 | 23.7563 | 0.20994 | 0.37453 | 1.6543 | 1.6543 | 1.2985 | 0 | 0.4106 | 1.6543 | 22.6393 | 0 | 0 | 0 | 0.37453 | 0.37453 | 0.3558 | 0 | 0 | 0 | 4.5537 | 0 | 0 | 0 | 6 | 100 | 0.20614 | 1.8198 | 0.29962 | 1.7 | 4.9282
2007-07-22 14:00 | 0.26899 | 61.2556 | 116.4886 | 33.6718 | 0.26735 | 0.47696 | 1.292 | 1.292 | 0.83888 | 0 | 0.28511 | 1.292 | 36.9167 | 1.1102e-16 | 0 | 0 | 0.47696 | 0.47696 | 0.45311 | 0 | 0 | 0 | 4.5537 | 0 | 0 | 0 | 6 | 100 | 0.20614 | 1.4212 | 0.38157 | 1.7 | 5.0306
2007-07-22 15:00 | 0.31975 | 47.6242 | 110.5326 | 46.1743 | 0.31647 | 0.56459 | 0.72813 | 0.72813 | 0 | 0 | 0 | 0.72813 | 77.5396 | 0 | 0 | 0 | 0.56459 | 0.76645 | 0.72813 | 0 | 0 | 0 | 4.5537 | 0 | 0.20186 | -0.20186 | 5.7872 | 96.4536 | 0.20614 | 0.80094 | 0.45167 | 0 | 5.1183
2007-07-22 16:00 | 0.17081 | 33.6482 | 108.6128 | 59.6349 | 0.16959 | 0.30255 | 1.4061 | 1.4061 | 1.3318 | 0 | 0.41968 | 1.4061 | 21.5168 | 0 | 0 | 0 | 0.30255 | 0.078262 | 0.074349 | 0 | 0 | 0.22429 | 4.3518 | 0.22429 | 0 | 0.22429 | 6 | 100 | 0.20615 | 1.5467 | 0.24204 | 1.7 | 4.6544
2007-07-22 17:00 | 0.052262 | 19.5977 | 108.5945 | 73.4953 | 0.051914 | 0.092615 | 0 | 0 | 0 | 0 | 0 | 0 | 0 | 0.092615 | 0 | 0 | 0.092615 | 0 | 0 | 0 | 0 | 0 | 4.5537 | 0 | 0 | 0 | 6 | 100 | 0.20615 | 0 | 0.074092 | 0 | 4.6463
2007-07-22 18:00 | 0.04673 | 5.6014 | 109.8619 | 87.5176 | 0.04296 | 0.07664 | 0.29601 | 0.29601 | 0 | 0 | 0 | 0.29601 | 25.891 | 0 | 5.5511e-17 | 0 | 0.07664 | 0.31159 | 0.29601 | 0 | 0 | 0 | 4.5537 | 0 | 0.23495 | -0.23495 | 5.7524 | 95.8724 | 0.20615 | 0.32561 | 0.061312 | 0 | 4.6303
2007-07-22 19:00 | 0 | 0 | 112.3489 | 90 | 0 | 0 | 0.52759 | 0.52759 | 0 | 0 | 0 | 0.52759 | 0 | 0 | 0 | 0 | 0 | 0.55535 | 0.52759 | 0 | 0 | 0.26105 | 4.3187 | 0 | 0.55535 | -0.55535 | 5.167 | 86.1158 | 0.20615 | 0.58035 | 0 | 0 | 4.3187
2007-07-22 20:00 | 0 | 0 | 116.357 | 90 | 0 | 0 | 1.8914 | 1.8914 | 1.7 | 0 | 0.5202 | 1.8914 | 0 | 0 | 0 | 0 | 0 | 0.20149 | 0.19141 | 0 | 0 | 0.87812 | 3.7634 | 0 | 0.20149 | -0.20149 | 4.9546 | 82.576 | 0.20615 | 2.0806 | 0 | 1.7 | 3.7634
2007-07-22 21:00 | 0 | 0 | 122.6553 | 90 | 0 | 0 | 0 | 0 | 0 | 0 | 0 | 0 | 0 | 0 | 0 | 0 | 0 | 0 | 0 | 0 | 0 | 1.102 | 3.5619 | 0 | 0 | 0 | 4.9546 | 82.576 | 0.20615 | 0 | 0 | 0 | 3.5619
2007-07-22 22:00 | 0 | 0 | 132.8232 | 90 | 0 | 0 | 0.13892 | 0.13892 | 0 | 0 | 0 | 0.13892 | 0 | 0 | 2.7756e-17 | 0 | 0 | 0.14624 | 0.13892 | 0 | 0 | 1.102 | 3.5619 | 0 | 0.14624 | -0.14624 | 4.8004 | 80.0069 | 0.20615 | 0.15282 | 0 | 0 | 3.5619
2007-07-22 23:00 | 0 | 0 | 149.6248 | 90 | 0 | 0 | 0.50595 | 0.50595 | 0 | 0 | 0 | 0.50595 | 0 | 0 | 1.1102e-16 | 0 | 0 | 0.53258 | 0.50595 | 0 | 0 | 1.2645 | 3.4157 | 0 | 0.53258 | -0.53258 | 4.239 | 70.6505 | 0.20615 | 0.55654 | 0 | 0 | 3.4157
2007-07-23 | 0 | 0 | 174.8859 | 90 | 0 | 0 | 0.35062 | 0.35062 | 0 | 0 | 0 | 0.35062 | 0 | 0 | 5.5511e-17 | 0 | 0 | 0.36907 | 0.35062 | 0 | 0 | 1.8562 | 2.8831 | 0 | 0.36907 | -0.36907 | 3.85 | 64.1666 | 0.20615 | 0.38568 | 0 | 0 | 2.8831
2007-07-23 01:00 | 0 | 0 | -157.5704 | 90 | 0 | 0 | 0.28086 | 0.28086 | 0 | 0 | 0 | 0.28086 | 0 | 0 | 5.5511e-17 | 0 | 0 | 0.29564 | 0.28086 | 0 | 0 | 2.2663 | 2.514 | 0 | 0.29564 | -0.29564 | 3.5384 | 58.9728 | 0.20615 | 0.30894 | 0 | 0 | 2.514
2007-07-23 02:00 | 0 | 0 | -137.6358 | 90 | 0 | 0 | 0.0079884 | 0.0079884 | 0 | 0 | 0 | 0.0079884 | 0 | 0 | 1.7347e-18 | 0 | 0 | 0.0084089 | 0.0079884 | 0 | 0 | 2.5948 | 2.2184 | 0 | 0.0084089 | -0.0084089 | 3.5295 | 58.825 | 0.20615 | 0.0087873 | 0 | 0 | 2.2184
2007-07-23 03:00 | 0 | 0 | -125.4842 | 90 | 0 | 0 | 0 | 0 | 0 | 0 | 0 | 0 | 0 | 0 | 0 | 0 | 0 | 0 | 0 | 0 | 0 | 2.6041 | 2.21 | 0 | 0 | 0 | 3.5295 | 58.825 | 0.20615 | 0 | 0 | 0 | 2.21
2007-07-23 04:00 | 0 | 0 | -118.0634 | 90 | 0 | 0 | 0.1296 | 0.1296 | 0 | 0 | 0 | 0.1296 | 0 | 0 | 2.7756e-17 | 0 | 0 | 0.13642 | 0.1296 | 0 | 0 | 2.6041 | 2.21 | 0 | 0.13642 | -0.13642 | 3.3857 | 56.4284 | 0.20615 | 0.14256 | 0 | 0 | 2.21
2007-07-23 05:00 | 0 | 0 | -113.3712 | 90 | 0 | 0 | 0.37102 | 0.37102 | 0 | 0 | 0 | 0.37102 | 0 | 0 | 5.5511e-17 | 0 | 0 | 0.39055 | 0.37102 | 0 | 0 | 2.7557 | 2.0735 | 0 | 0.39055 | -0.39055 | 2.974 | 49.5672 | 0.20615 | 0.40812 | 0 | 0 | 2.0735
2007-07-23 06:00 | 0.026463 | 0.63229 | -110.3995 | 92.5115 | 0.010695 | 0.01908 | 0.24225 | 0.24225 | 0 | 0 | 0 | 0.24225 | 7.8761 | 0 | 0 | 0 | 0.01908 | 0.255 | 0.24225 | 0 | 0 | 3.1897 | 1.683 | 0 | 0.23592 | -0.23592 | 2.7254 | 45.4226 | 0.20615 | 0.26647 | 0.015264 | 0 | 1.7021
2007-07-23 07:00 | 0.22247 | 14.6007 | -108.7021 | 78.4489 | 0.18408 | 0.3284 | 2.8528 | 2.8528 | 1.7 | 0 | 0.5202 | 2.8528 | 11.5113 | 0 | 0 | 0.058103 | 0.3284 | 1.2135 | 1.1528 | 0 | 0 | 3.4518 | 1.4471 | 0 | 0.8851 | -0.8851 | 1.7924 | 29.873 | 0.20615 | 3.1381 | 0.26272 | 1.7 | 1.7755
2007-07-23 08:00 | 0.52007 | 28.6622 | -108.2082 | 64.4911 | 0.4702 | 0.83884 | 0.38613 | 0.38613 | 1.7 | 0 | 0.5202 | 0.38613 | 217.2392 | 0 | 0 | 0 | 0.83884 | 0 | 0 | 1.3139 | 1.2482 | 4.4352 | 0.56198 | 2.087 | 0 | 2.087 | 3.7723 | 62.8714 | 0.20611 | 0.42475 | 0.67107 | 1.7 | 1.4008
2007-07-23 09:00 | 0.7558 | 42.7043 | -109.2826 | 50.8239 | 0.70722 | 1.2617 | 0 | 0 | 1.1437 | 0 | 0.36834 | 0 | 0 | 0 | 0 | 0 | 1.2617 | 0 | 0 | 1.1437 | 1.0865 | 2.3482 | 2.4403 | 2.3482 | 0 | 2.3482 | 6 | 100 | 0.20586 | 0 | 1.0093 | 1.7 | 3.702
2007-07-23 10:00 | 0.93209 | 56.539 | -113.2795 | 37.842 | 0.88562 | 1.5799 | 0.7906 | 0.7906 | 0 | 0 | 0 | 0.7906 | 199.8404 | 0.74773 | 0 | 0 | 1.5799 | 0.83222 | 0.7906 | 0 | 0 | 0 | 4.5537 | 0 | 0 | 0 | 6 | 100 | 0.20586 | 0.86966 | 1.264 | 0 | 6.1336
2007-07-23 11:00 | 0.91635 | 69.5782 | -125.2904 | 26.635 | 0.87804 | 1.5664 | 1.1805 | 1.1805 | 0 | 0 | 0 | 1.1805 | 132.6966 | 0.32384 | 0 | 0 | 1.5664 | 1.2426 | 1.1805 | 0 | 0 | 0 | 4.5537 | 0 | 0 | 0 | 6 | 100 | 0.20586 | 1.2985 | 1.2531 | 0 | 6.1201
2007-07-23 12:00 | 0.84459 | 78.4834 | -167.3493 | 20.4245 | 0.8147 | 1.4534 | 1.4793 | 1.4793 | 0.425 | 0 | 0.17213 | 1.4793 | 98.2512 | 0.34364 | 0 | 0 | 1.4534 | 1.1098 | 1.0543 | 0 | 0 | 0 | 4.5537 | 0 | 0 | 0 | 6 | 100 | 0.20586 | 1.6272 | 1.1627 | 1.7 | 6.0071
2007-07-23 13:00 | 0.48119 | 73.6385 | 134.6691 | 23.5783 | 0.47562 | 0.84851 | 1.6193 | 1.6193 | 0.81322 | 0 | 0.27811 | 1.6193 | 52.3997 | 0 | 0 | 0 | 0.84851 | 0.84851 | 0.80609 | 0 | 0 | 0 | 4.5537 | 0 | 0 | 0 | 6 | 100 | 0.20586 | 1.7812 | 0.67881 | 1.7 | 5.4022
2007-07-23 14:00 | 0.85716 | 61.3358 | 116.104 | 33.5472 | 0.81818 | 1.4596 | 1.4629 | 1.4629 | 0.425 | 0 | 0.17213 | 1.4629 | 99.7791 | 0.36714 | 0 | 0 | 1.4596 | 1.0925 | 1.0379 | 0 | 0 | 0 | 4.5537 | 0 | 0 | 0 | 6 | 100 | 0.20586 | 1.6092 | 1.1677 | 1.7 | 6.0133
2007-07-23 15:00 | 0.70922 | 47.6708 | 110.2418 | 46.0888 | 0.66972 | 1.1948 | 1.2933 | 1.2933 | 0.425 | 0 | 0.17213 | 1.2933 | 92.3799 | 0.28074 | 0 | 0 | 1.1948 | 0.91404 | 0.86834 | 0 | 0 | 0 | 4.5537 | 0 | 0 | 0 | 6 | 100 | 0.20586 | 1.4227 | 0.95583 | 1.7 | 5.7485
2007-07-23 16:00 | 0.46904 | 33.6723 | 108.3726 | 59.5766 | 0.43682 | 0.77928 | 3.2015 | 3.08 | 1.7 | 0 | 0.5202 | 3.08 | 25.3013 | 2.2204e-16 | 0.12147 | 0.44162 | 0.77928 | 1.4526 | 1.38 | 0 | 0 | 0 | 4.5537 | 0 | 0.67335 | -0.67335 | 5.2902 | 88.1704 | 0.20586 | 3.5216 | 0.62342 | 1.7 | 5.333
2007-07-23 17:00 | 0.32569 | 19.6035 | 108.3808 | 73.4583 | 0.28064 | 0.50066 | 0 | 0 | 0 | 0 | 0 | 0 | 0 | 0 | 0 | 0 | 0.50066 | 0 | 0 | 0 | 0 | 0.74817 | 3.8803 | 0.50066 | 0 | 0.50066 | 5.7652 | 96.0866 | 0.20576 | 0 | 0.40053 | 0 | 4.381
2007-07-23 18:00 | 0.080999 | 5.5898 | 109.6599 | 87.4994 | 0.047237 | 0.084271 | 4.4379 | 3.08 | 1.7 | 0 | 0.5202 | 3.08 | 2.7361 | 0 | 1.3579 | 1.8017 | 0.084271 | 1.4526 | 1.38 | 0 | 0 | 0.24751 | 4.3309 | 0 | 1.3684 | -1.3684 | 4.3228 | 72.047 | 0.20576 | 4.8817 | 0.067417 | 1.7 | 4.4152
2007-07-23 19:00 | 0 | 0 | 112.1477 | 90 | 0 | 0 | 1.9157 | 1.9157 | 1.7 | 0 | 0.5202 | 1.9157 | 0 | 0 | 0 | 0 | 0 | 0.22708 | 0.21572 | 0 | 0 | 1.7679 | 2.9626 | 0 | 0.22708 | -0.22708 | 4.0835 | 68.0576 | 0.20576 | 2.1073 | 0 | 1.7 | 2.9626
2007-07-23 20:00 | 0 | 0 | 116.1475 | 90 | 0 | 0 | 2.0576 | 2.0576 | 1.7 | 0 | 0.5202 | 2.0576 | 0 | 0 | 0 | 0 | 0 | 0.37641 | 0.35759 | 0 | 0 | 2.0202 | 2.7355 | 0 | 0.37641 | -0.37641 | 3.6867 | 61.4448 | 0.20576 | 2.2633 | 0 | 1.7 | 2.7355
2007-07-23 21:00 | 0 | 0 | 122.43 | 90 | 0 | 0 | 1.5835 | 1.5835 | 1.7 | 0 | 0.5202 | 1.5835 | 0 | 0 | 0 | 0 | 0 | 0 | 0 | 0.11651 | 0.11069 | 2.4384 | 2.3591 | 0.11069 | 0 | 0.11069 | 3.7917 | 63.1949 | 0.20577 | 1.7418 | 0 | 1.7 | 2.3591
2007-07-23 22:00 | 0 | 0 | 132.5837 | 90 | 0 | 0 | 0.21538 | 0.21538 | 1.668 | 0 | 0.51147 | 0.21538 | 0 | 2.2204e-16 | 0 | 0 | 0 | 0 | 0 | 1.4526 | 1.38 | 2.3278 | 2.4587 | 1.38 | 0 | 1.38 | 5.1009 | 85.0146 | 0.20586 | 0.23691 | 0 | 1.7 | 2.4587
2007-07-23 23:00 | 0 | 0 | 149.411 | 90 | 0 | 0 | 0.109 | 0.109 | 0 | 0 | 0 | 0.109 | 0 | 0 | 1.3878e-17 | 0 | 0 | 0.11474 | 0.109 | 0 | 0 | 0.94776 | 3.7007 | 0 | 0.11474 | -0.11474 | 4.9799 | 82.9989 | 0.20586 | 0.1199 | 0 | 0 | 3.7007
2007-07-24 | 0 | 0 | 174.8201 | 90 | 0 | 0 | 0.35004 | 0.35004 | 0 | 0 | 0 | 0.35004 | 0 | 0 | 5.5511e-17 | 0 | 0 | 0.36846 | 0.35004 | 0 | 0 | 1.0753 | 3.586 | 0 | 0.36846 | -0.36846 | 4.5915 | 76.5256 | 0.20586 | 0.38504 | 0 | 0 | 3.586
2007-07-24 01:00 | 0 | 0 | -157.4336 | 90 | 0 | 0 | 0.18353 | 0.18353 | 0 | 0 | 0 | 0.18353 | 0 | 0 | 2.7756e-17 | 0 | 0 | 0.19319 | 0.18353 | 0 | 0 | 1.4847 | 3.2175 | 0 | 0.19319 | -0.19319 | 4.3879 | 73.1316 | 0.20586 | 0.20188 | 0 | 0 | 3.2175
2007-07-24 02:00 | 0 | 0 | -137.4197 | 90 | 0 | 0 | 0 | 0 | 0 | 0 | 0 | 0 | 0 | 0 | 0 | 0 | 0 | 0 | 0 | 0 | 0 | 1.6993 | 3.0243 | 0 | 0 | 0 | 4.3879 | 73.1316 | 0.20586 | 0 | 0 | 0 | 3.0243
2007-07-24 03:00 | 0 | 0 | -125.2638 | 90 | 0 | 0 | 0.19192 | 0.19192 | 0 | 0 | 0 | 0.19192 | 0 | 0 | 2.7756e-17 | 0 | 0 | 0.20203 | 0.19192 | 0 | 0 | 1.6993 | 3.0243 | 0 | 0.20203 | -0.20203 | 4.175 | 69.5824 | 0.20586 | 0.21112 | 0 | 0 | 3.0243
2007-07-24 04:00 | 0 | 0 | -117.8538 | 90 | 0 | 0 | 0.22737 | 0.22737 | 0 | 0 | 0 | 0.22737 | 0 | 0 | 2.7756e-17 | 0 | 0 | 0.23934 | 0.22737 | 0 | 0 | 1.9238 | 2.8223 | 0 | 0.23934 | -0.23934 | 3.9227 | 65.3777 | 0.20586 | 0.25011 | 0 | 0 | 2.8223
2007-07-24 05:00 | 0 | 0 | -113.1693 | 90 | 0 | 0 | 0 | 0 | 0 | 0 | 0 | 0 | 0 | 0 | 0 | 0 | 0 | 0 | 0 | 0 | 0 | 2.1897 | 2.5829 | 0 | 0 | 0 | 3.9227 | 65.3777 | 0.20586 | 0 | 0 | 0 | 2.5829
2007-07-24 06:00 | 0.028184 | 0.58601 | -110.1975 | 92.5276 | 0.0084541 | 0.015082 | 0.65381 | 0.65381 | 0 | 0 | 0 | 0.65381 | 2.3068 | 0 | 1.1102e-16 | 0 | 0.015082 | 0.68822 | 0.65381 | 0 | 0 | 2.1897 | 2.5829 | 0 | 0.67314 | -0.67314 | 3.2131 | 53.5519 | 0.20586 | 0.71919 | 0.012066 | 0 | 2.598
2007-07-24 07:00 | 0.16493 | 14.5721 | -108.49 | 78.446 | 0.14971 | 0.26709 | 1.8769 | 1.8769 | 1.7 | 0 | 0.5202 | 1.8769 | 14.2301 | 0 | 0 | 0 | 0.26709 | 0.18623 | 0.17692 | 0 | 0 | 2.9376 | 1.9098 | 0.080861 | 0 | 0.080861 | 3.2898 | 54.8305 | 0.20587 | 2.0646 | 0.21367 | 1.7 | 2.1769
2007-07-24 08:00 | 0.42949 | 28.6515 | -107.9724 | 64.4673 | 0.39252 | 0.70025 | 4.0874 | 3.08 | 1.7 | 0 | 0.5202 | 3.08 | 22.7355 | 2.2204e-16 | 1.0074 | 1.4161 | 0.70025 | 1.4526 | 1.38 | 0 | 0 | 2.8568 | 1.9826 | 0 | 0.75238 | -0.75238 | 2.4968 | 41.6125 | 0.20587 | 4.4961 | 0.5602 | 1.7 | 2.6828
2007-07-24 09:00 | 0.72671 | 42.7147 | -109.0009 | 50.7741 | 0.68076 | 1.2145 | 1.632 | 1.632 | 1.7 | 0 | 0.5202 | 1.632 | 74.4178 | 0 | 0 | 0 | 1.2145 | 0 | 0 | 0.068018 | 0.064617 | 3.6928 | 1.2302 | 1.2791 | 0 | 1.2791 | 3.7102 | 61.8369 | 0.20597 | 1.7952 | 0.97159 | 1.7 | 2.4447
2007-07-24 10:00 | 0.92982 | 56.5789 | -112.9105 | 37.7554 | 0.88407 | 1.5772 | 0.77429 | 0.77429 | 1.5689 | 0 | 0.48442 | 0.77429 | 203.6945 | 0 | 0 | 0 | 1.5772 | 0 | 0 | 0.79464 | 0.75491 | 2.4137 | 2.3814 | 2.3321 | 0 | 2.3321 | 5.9226 | 98.7105 | 0.20584 | 0.85172 | 1.2617 | 1.7 | 3.9586
2007-07-24 11:00 | 0.93443 | 69.6722 | -124.7601 | 26.4918 | 0.89557 | 1.5977 | 1.7097 | 1.7097 | 0.425 | 0 | 0.17213 | 1.7097 | 93.4463 | 0.16377 | 0 | 0 | 1.5977 | 1.3524 | 1.2847 | 0 | 0 | 0.081555 | 4.4803 | 0.081555 | 0 | 0.081555 | 6 | 100 | 0.20582 | 1.8807 | 1.2782 | 1.7 | 6.078
2007-07-24 12:00 | 0.97937 | 78.6815 | -167.0432 | 20.2213 | 0.94092 | 1.6786 | 0.14244 | 0.14244 | 0 | 0 | 0 | 0.14244 | 1178.472 | 1.5287 | 0 | 0 | 1.6786 | 0.14994 | 0.14244 | 0 | 0 | 0 | 4.5537 | 0 | 0 | 0 | 6 | 100 | 0.20582 | 0.15668 | 1.3429 | 0 | 6.2323
2007-07-24 13:00 | 1.0625 | 73.7845 | 134.1449 | 23.3968 | 1.0189 | 1.8177 | 2.1161 | 2.1161 | 0.73613 | 0 | 0.25706 | 2.1161 | 85.8956 | 0.36503 | 0 | 0 | 1.8177 | 1.4526 | 1.38 | 0 | 0 | 0 | 4.5537 | 0 | 0 | 0 | 6 | 100 | 0.20582 | 2.3277 | 1.4541 | 1.7 | 6.3714
2007-07-24 14:00 | 0.84319 | 61.4147 | 115.704 | 33.4219 | 0.80573 | 1.4374 | 1.4652 | 1.4652 | 0.425 | 0 | 0.17213 | 1.4652 | 98.103 | 0.34246 | 0 | 0 | 1.4374 | 1.095 | 1.0402 | 0 | 0 | 0 | 4.5537 | 0 | 0 | 0 | 6 | 100 | 0.20582 | 1.6117 | 1.1499 | 1.7 | 5.9911
2007-07-24 15:00 | 0.5759 | 47.7154 | 109.9411 | 46.0037 | 0.55152 | 0.98392 | 1.3047 | 1.3047 | 0.425 | 0 | 0.17213 | 1.3047 | 75.415 | 0.057949 | 0 | 0 | 0.98392 | 0.92597 | 0.87967 | 0 | 0 | 0 | 4.5537 | 0 | 0 | 0 | 6 | 100 | 0.20582 | 1.4351 | 0.78713 | 1.7 | 5.5376
2007-07-24 16:00 | 0.50487 | 33.6941 | 108.125 | 59.5195 | 0.46746 | 0.83395 | 0.71431 | 0.71431 | 0 | 0 | 0 | 0.71431 | 116.7491 | 0.082045 | 0 | 0 | 0.83395 | 0.75191 | 0.71431 | 0 | 0 | 0 | 4.5537 | 0 | 0 | 0 | 6 | 100 | 0.20582 | 0.78574 | 0.66716 | 0 | 5.3876
2007-07-24 17:00 | 0.29244 | 19.6065 | 108.1609 | 73.4231 | 0.25628 | 0.45721 | 2.7991 | 2.7991 | 1.7 | 0 | 0.5202 | 2.7991 | 16.3342 | 2.2204e-16 | 0 | 0 | 0.45721 | 1.1569 | 1.0991 | 0 | 0 | 0 | 4.5537 | 0 | 0.69973 | -0.69973 | 5.2624 | 87.707 | 0.20582 | 3.079 | 0.36577 | 1.7 | 5.0109
2007-07-24 18:00 | 0.05654 | 5.5751 | 109.4522 | 87.4833 | 0.047431 | 0.084617 | 3.96 | 3.08 | 1.7 | 0 | 0.5202 | 3.08 | 2.7473 | 2.2204e-16 | 0.88005 | 1.2761 | 0.084617 | 1.4526 | 1.38 | 0 | 0 | 0.77748 | 3.854 | 0 | 1.368 | -1.368 | 3.8204 | 63.6735 | 0.20582 | 4.3561 | 0.067694 | 1.7 | 3.9386
2007-07-24 19:00 | 0 | 0 | 111.9411 | 90 | 0 | 0 | 0 | 0 | 1.4526 | 0 | 0.45267 | 0 | 0 | 0 | 0 | 0 | 0 | 0 | 0 | 1.4526 | 1.38 | 2.2975 | 2.4859 | 1.38 | 0 | 1.38 | 5.1296 | 85.4931 | 0.20585 | 0 | 0 | 1.7 | 2.4859
2007-07-24 20:00 | 0 | 0 | 115.9324 | 90 | 0 | 0 | 0.37752 | 0.37752 | 0 | 0 | 0 | 0.37752 | 0 | 0 | 5.5511e-17 | 0 | 0 | 0.39739 | 0.37752 | 0 | 0 | 0.9175 | 3.7279 | 0 | 0.39739 | -0.39739 | 4.7107 | 78.5117 | 0.20585 | 0.41527 | 0 | 0 | 3.7279
2007-07-24 21:00 | 0 | 0 | 122.1991 | 90 | 0 | 0 | 0.57902 | 0.57902 | 0 | 0 | 0 | 0.57902 | 0 | 0 | 1.1102e-16 | 0 | 0 | 0.60949 | 0.57902 | 0 | 0 | 1.359 | 3.3306 | 0 | 0.60949 | -0.60949 | 4.0683 | 67.8041 | 0.20585 | 0.63692 | 0 | 0 | 3.3306
2007-07-24 22:00 | 0 | 0 | 132.3385 | 90 | 0 | 0 | 0.26558 | 0.26558 | 0 | 0 | 0 | 0.26558 | 0 | 0 | 5.5511e-17 | 0 | 0 | 0.27956 | 0.26558 | 0 | 0 | 2.0362 | 2.7211 | 0 | 0.27956 | -0.27956 | 3.7736 | 62.8928 | 0.20585 | 0.29214 | 0 | 0 | 2.7211
2007-07-24 23:00 | 0 | 0 | 149.1929 | 90 | 0 | 0 | 0.33146 | 0.33146 | 0 | 0 | 0 | 0.33146 | 0 | 0 | 0 | 0 | 0 | 0.3489 | 0.33146 | 0 | 0 | 2.3469 | 2.4415 | 0 | 0.3489 | -0.3489 | 3.4058 | 56.7633 | 0.20585 | 0.3646 | 0 | 0 | 2.4415
2007-07-25 | 0 | 0 | 174.7568 | 90 | 0 | 0 | 0.11542 | 0.11542 | 0 | 0 | 0 | 0.11542 | 0 | 0 | 1.3878e-17 | 0 | 0 | 0.1215 | 0.11542 | 0 | 0 | 2.7345 | 2.0926 | 0 | 0.1215 | -0.1215 | 3.2777 | 54.6288 | 0.20585 | 0.12696 | 0 | 0 | 2.0926
2007-07-25 01:00 | 0 | 0 | -157.2868 | 90 | 0 | 0 | 0.03002 | 0.03002 | 0 | 0 | 0 | 0.03002 | 0 | 0 | 3.4694e-18 | 0 | 0 | 0.0316 | 0.03002 | 0 | 0 | 2.8695 | 1.9711 | 0 | 0.0316 | -0.0316 | 3.2444 | 54.0737 | 0.20585 | 0.033022 | 0 | 0 | 1.9711
2007-07-25 02:00 | 0 | 0 | -137.193 | 90 | 0 | 0 | 0.17349 | 0.17349 | 0 | 0 | 0 | 0.17349 | 0 | 0 | 2.7756e-17 | 0 | 0 | 0.18262 | 0.17349 | 0 | 0 | 2.9046 | 1.9395 | 0 | 0.18262 | -0.18262 | 3.0519 | 50.8653 | 0.20585 | 0.19084 | 0 | 0 | 1.9395
2007-07-25 03:00 | 0 | 0 | -125.0346 | 90 | 0 | 0 | 0.19 | 0.19 | 0 | 0 | 0 | 0.19 | 0 | 0 | 2.7756e-17 | 0 | 0 | 0.2 | 0.19 | 0 | 0 | 3.1076 | 1.7569 | 0 | 0.2 | -0.2 | 2.8411 | 47.3517 | 0.20585 | 0.209 | 0 | 0 | 1.7569
2007-07-25 04:00 | 0 | 0 | -117.6369 | 90 | 0 | 0 | 0.16781 | 0.16781 | 0 | 0 | 0 | 0.16781 | 0 | 0 | 2.7756e-17 | 0 | 0 | 0.17664 | 0.16781 | 0 | 0 | 3.3298 | 1.5569 | 0 | 0.17664 | -0.17664 | 2.6549 | 44.2484 | 0.20585 | 0.18459 | 0 | 0 | 1.5569
2007-07-25 05:00 | 0 | 0 | -112.9608 | 90 | 0 | 0 | 0.23875 | 0.23875 | 0 | 0 | 0 | 0.23875 | 0 | 0 | 2.7756e-17 | 0 | 0 | 0.25132 | 0.23875 | 0 | 0 | 3.526 | 1.3802 | 0 | 0.25132 | -0.25132 | 2.39 | 39.8332 | 0.20585 | 0.26263 | 0 | 0 | 1.3802
2007-07-25 06:00 | 0.014937 | 0.54094 | -109.9893 | 92.5414 | 0.013589 | 0.024243 | 0 | 0 | 0 | 0 | 0 | 0 | 0 | 0 | 0 | 0 | 0.024243 | 0 | 0 | 0 | 0 | 3.8053 | 1.1289 | 0.024243 | 0 | 0.024243 | 2.413 | 40.2165 | 0.20585 | 0 | 0.019395 | 0 | 1.1532
2007-07-25 07:00 | 0.20975 | 14.545 | -108.2717 | 78.4407 | 0.17683 | 0.31547 | 1.5008 | 1.5008 | 1.7 | 0 | 0.5202 | 1.5008 | 21.02 | 2.7756e-17 | 0 | 0 | 0.31547 | 0 | 0 | 0.1992 | 0.18924 | 3.781 | 1.1507 | 0.50471 | 0 | 0.50471 | 2.8918 | 48.1966 | 0.20589 | 1.6509 | 0.25237 | 1.7 | 1.4662
2007-07-25 08:00 | 0.2394 | 28.6428 | -107.7299 | 64.4407 | 0.2344 | 0.41817 | 1.5218 | 1.5218 | 1.7 | 0 | 0.5202 | 1.5218 | 27.4787 | 0 | 0 | 0 | 0.41817 | 0 | 0 | 0.17822 | 0.16931 | 3.2763 | 1.605 | 0.58747 | 0 | 0.58747 | 3.4491 | 57.4854 | 0.20594 | 1.674 | 0.33453 | 1.7 | 2.0232
2007-07-25 09:00 | 0.36754 | 42.7272 | -108.7115 | 50.721 | 0.36055 | 0.64322 | 1.5082 | 1.5082 | 1.7 | 0 | 0.5202 | 1.5082 | 42.6499 | 0 | 0 | 0 | 0.64322 | 0 | 0 | 0.19185 | 0.18226 | 2.6889 | 2.1337 | 0.82548 | 0 | 0.82548 | 4.2323 | 70.5374 | 0.20601 | 1.659 | 0.51458 | 1.7 | 2.7769
2007-07-25 10:00 | 0.43718 | 56.6213 | -112.5312 | 37.6648 | 0.43095 | 0.76881 | 1.0707 | 1.0707 | 1.7 | 0 | 0.5202 | 1.0707 | 71.8064 | 0 | 0 | 0 | 0.76881 | 0 | 0 | 0.62933 | 0.59787 | 1.8634 | 2.8766 | 1.3667 | 0 | 1.3667 | 5.5288 | 92.1463 | 0.20611 | 1.1777 | 0.61505 | 1.7 | 3.6454
2007-07-25 11:00 | 0.61704 | 69.7696 | -124.2134 | 26.3436 | 0.6034 | 1.0765 | 0.28911 | 0.28911 | 0 | 0 | 0 | 0.28911 | 372.3294 | 0.27542 | 0 | 0 | 1.0765 | 0.30433 | 0.28911 | 0 | 0 | 0.49671 | 4.1066 | 0.49671 | 0 | 0.49671 | 6 | 100 | 0.20602 | 0.31803 | 0.86117 | 0 | 5.1831
2007-07-25 12:00 | 0.98471 | 78.8857 | -166.7301 | 20.012 | 0.94654 | 1.6886 | 0.94529 | 0.94529 | 0 | 0 | 0 | 0.94529 | 178.6366 | 0.69359 | 0 | 0 | 1.6886 | 0.99504 | 0.94529 | 0 | 0 | 0 | 4.5537 | 0 | 0 | 0 | 6 | 100 | 0.20602 | 1.0398 | 1.3509 | 0 | 6.2423
2007-07-25 13:00 | 0.9024 | 73.9313 | 133.5899 | 23.2119 | 0.86771 | 1.548 | 2.2494 | 2.2494 | 0.86944 | 0 | 0.29346 | 2.2494 | 68.8168 | 0.095361 | 0 | 0 | 1.548 | 1.4526 | 1.38 | 0 | 0 | 0 | 4.5537 | 0 | 0 | 0 | 6 | 100 | 0.20602 | 2.4744 | 1.2384 | 1.7 | 6.1017
2007-07-25 14:00 | 0.44411 | 61.4923 | 115.2888 | 33.2959 | 0.43856 | 0.7824 | 3.1694 | 3.08 | 1.7 | 0 | 0.5202 | 3.08 | 25.4026 | 0 | 0.089378 | 0.40632 | 0.7824 | 1.4526 | 1.38 | 0 | 0 | 0 | 4.5537 | 0 | 0.67023 | -0.67023 | 5.2935 | 88.2253 | 0.20602 | 3.4863 | 0.62592 | 1.7 | 5.3361
2007-07-25 15:00 | 0.37695 | 47.7579 | 109.6308 | 45.9191 | 0.37136 | 0.66251 | 1.0178 | 1.0178 | 0 | 0 | 0 | 1.0178 | 65.0911 | 0 | 0 | 0 | 0.66251 | 1.0714 | 1.0178 | 0 | 0 | 0.7447 | 3.8835 | 0 | 0.40888 | -0.40888 | 4.8625 | 81.042 | 0.20602 | 1.1196 | 0.53 | 0 | 4.546
2007-07-25 16:00 | 0.32179 | 33.7134 | 107.87 | 59.4638 | 0.31272 | 0.55789 | 0.7564 | 0.7564 | 0 | 0 | 0 | 0.7564 | 73.7555 | 0 | 0 | 0 | 0.55789 | 0.79621 | 0.7564 | 0 | 0 | 1.199 | 3.4746 | 0 | 0.23832 | -0.23832 | 4.6113 | 76.8551 | 0.20602 | 0.83204 | 0.44631 | 0 | 4.0325
2007-07-25 17:00 | 0.28637 | 19.6069 | 107.9347 | 73.3896 | 0.25235 | 0.45019 | 0.94113 | 0.94113 | 0 | 0 | 0 | 0.94113 | 47.8351 | 0 | 1.1102e-16 | 0 | 0.45019 | 0.99066 | 0.94113 | 0 | 0 | 1.4638 | 3.2363 | 0 | 0.54047 | -0.54047 | 4.0416 | 67.3601 | 0.20602 | 1.0352 | 0.36015 | 0 | 3.6864
2007-07-25 18:00 | 0.050752 | 5.5574 | 109.2389 | 87.4694 | 0.045162 | 0.080569 | 0 | 0 | 0 | 0 | 0 | 0 | 0 | 0 | 0 | 0 | 0.080569 | 0 | 0 | 0 | 0 | 2.0643 | 2.6958 | 0.080569 | 0 | 0.080569 | 4.118 | 68.634 | 0.206 | 0 | 0.064455 | 0 | 2.7764
2007-07-25 19:00 | 0 | 0 | 111.7291 | 90 | 0 | 0 | 1.6875 | 1.6875 | 1.7 | 0 | 0.5202 | 1.6875 | 0 | 0 | 0 | 0 | 0 | 0 | 0 | 0.012495 | 0.01187 | 1.9838 | 2.7683 | 0.01187 | 0 | 0.01187 | 4.1293 | 68.8216 | 0.206 | 1.8563 | 0 | 1.7 | 2.7683
2007-07-25 20:00 | 0 | 0 | 115.7119 | 90 | 0 | 0 | 1.5607 | 1.5607 | 1.7 | 0 | 0.5202 | 1.5607 | 0 | 0 | 0 | 0 | 0 | 0 | 0 | 0.13934 | 0.13237 | 1.9719 | 2.779 | 0.13237 | 0 | 0.13237 | 4.2549 | 70.9146 | 0.20602 | 1.7167 | 0 | 1.7 | 2.779
2007-07-25 21:00 | 0 | 0 | 121.9624 | 90 | 0 | 0 | 1.4592 | 1.4592 | 1.7 | 0 | 0.5202 | 1.4592 | 0 | 0 | 0 | 0 | 0 | 0 | 0 | 0.24084 | 0.2288 | 1.8395 | 2.8981 | 0.2288 | 0 | 0.2288 | 4.4719 | 74.5321 | 0.20604 | 1.6051 | 0 | 1.7 | 2.8981
2007-07-25 22:00 | 0 | 0 | 132.0874 | 90 | 0 | 0 | 0.066712 | 0.066712 | 1.5193 | 0 | 0.47088 | 0.066712 | 0 | 2.2204e-16 | 0 | 0 | 0 | 0 | 0 | 1.4526 | 1.38 | 1.6107 | 3.104 | 1.38 | 0 | 1.38 | 5.7811 | 96.3518 | 0.20609 | 0.073383 | 0 | 1.7 | 3.104
2007-07-25 23:00 | 0 | 0 | 148.9704 | 90 | 0 | 0 | 0.62982 | 0.62982 | 0 | 0 | 0 | 0.62982 | 0 | 0 | 0 | 0 | 0 | 0.66297 | 0.62982 | 0 | 0 | 0.23073 | 4.346 | 0 | 0.66297 | -0.66297 | 5.0823 | 84.7047 | 0.20609 | 0.6928 | 0 | 0 | 4.346
2007-07-26 | 0 | 0 | 174.6961 | 90 | 0 | 0 | 0.0057184 | 0.0057184 | 0 | 0 | 0 | 0.0057184 | 0 | 0 | 8.6736e-19 | 0 | 0 | 0.0060193 | 0.0057184 | 0 | 0 | 0.96736 | 3.6831 | 0 | 0.0060193 | -0.0060193 | 5.0759 | 84.5989 | 0.20609 | 0.0062902 | 0 | 0 | 3.6831
2007-07-26 01:00 | 0 | 0 | -157.1297 | 90 | 0 | 0 | 0.092814 | 0.092814 | 0 | 0 | 0 | 0.092814 | 0 | 0 | 1.3878e-17 | 0 | 0 | 0.097699 | 0.092814 | 0 | 0 | 0.97405 | 3.677 | 0 | 0.097699 | -0.097699 | 4.973 | 82.8825 | 0.20609 | 0.1021 | 0 | 0 | 3.677
2007-07-26 02:00 | 0 | 0 | -136.9556 | 90 | 0 | 0 | 0.13755 | 0.13755 | 0 | 0 | 0 | 0.13755 | 0 | 0 | 2.7756e-17 | 0 | 0 | 0.14479 | 0.13755 | 0 | 0 | 1.0826 | 3.5793 | 0 | 0.14479 | -0.14479 | 4.8203 | 80.3388 | 0.20609 | 0.1513 | 0 | 0 | 3.5793
2007-07-26 03:00 | 0 | 0 | -124.7966 | 90 | 0 | 0 | 0.15976 | 0.15976 | 0 | 0 | 0 | 0.15976 | 0 | 0 | 2.7756e-17 | 0 | 0 | 0.16816 | 0.15976 | 0 | 0 | 1.2435 | 3.4346 | 0 | 0.16816 | -0.16816 | 4.6431 | 77.3845 | 0.20609 | 0.17573 | 0 | 0 | 3.4346
2007-07-26 04:00 | 0 | 0 | -117.4126 | 90 | 0 | 0 | 0.35527 | 0.35527 | 0 | 0 | 0 | 0.35527 | 0 | 0 | 5.5511e-17 | 0 | 0 | 0.37397 | 0.35527 | 0 | 0 | 1.4303 | 3.2664 | 0 | 0.37397 | -0.37397 | 4.2489 | 70.8146 | 0.20609 | 0.39079 | 0 | 0 | 3.2664
2007-07-26 05:00 | 0 | 0 | -112.7458 | 90 | 0 | 0 | 0.17775 | 0.17775 | 0 | 0 | 0 | 0.17775 | 0 | 0 | 0 | 0 | 0 | 0.1871 | 0.17775 | 0 | 0 | 1.8459 | 2.8924 | 0 | 0.1871 | -0.1871 | 4.0517 | 67.5275 | 0.20609 | 0.19552 | 0 | 0 | 2.8924
2007-07-26 06:00 | 0.015703 | 0.49715 | -109.7749 | 92.553 | 0.0139 | 0.024797 | 0.26548 | 0.26548 | 0 | 0 | 0 | 0.26548 | 9.3404 | 0 | 5.5511e-17 | 0 | 0.024797 | 0.27946 | 0.26548 | 0 | 0 | 2.0537 | 2.7053 | 0 | 0.25466 | -0.25466 | 3.7832 | 63.0536 | 0.20609 | 0.29203 | 0.019838 | 0 | 2.7301
2007-07-26 07:00 | 0.1485 | 14.5196 | -108.0472 | 78.4328 | 0.13855 | 0.24718 | 2.1359 | 2.1359 | 1.7 | 0 | 0.5202 | 2.1359 | 11.5729 | 1.1102e-16 | 0 | 0 | 0.24718 | 0.4588 | 0.43586 | 0 | 0 | 2.3367 | 2.4507 | 0 | 0.21162 | -0.21162 | 3.5602 | 59.3358 | 0.20609 | 2.3495 | 0.19775 | 1.7 | 2.6978
2007-07-26 08:00 | 0.35428 | 28.6359 | -107.4807 | 64.4113 | 0.33261 | 0.59338 | 1.2302 | 1.2302 | 1.7 | 0 | 0.5202 | 1.2302 | 48.2328 | 0 | 0 | 0 | 0.59338 | 0 | 0 | 0.46977 | 0.44628 | 2.5718 | 2.239 | 1.0397 | 0 | 1.0397 | 4.5465 | 75.7741 | 0.20618 | 1.3533 | 0.4747 | 1.7 | 2.8324
2007-07-26 09:00 | 0.44446 | 42.7418 | -108.4143 | 50.6646 | 0.43059 | 0.76818 | 0.10552 | 0.10552 | 0.90973 | 0 | 0.30446 | 0.10552 | 728.011 | 0 | 0 | 0 | 0.76818 | 0 | 0 | 0.80422 | 0.76401 | 1.5322 | 3.1747 | 1.5322 | 0 | 1.5322 | 6 | 100 | 0.20602 | 0.11607 | 0.61454 | 1.7 | 3.9429
2007-07-26 10:00 | 0.46472 | 56.6661 | -112.1418 | 37.5703 | 0.45709 | 0.81544 | 0 | 0 | 0 | 0 | 0 | 0 | 0 | 0.81544 | 0 | 0 | 0.81544 | 0 | 0 | 0 | 0 | 0 | 4.5537 | 0 | 0 | 0 | 6 | 100 | 0.20602 | 0 | 0.65236 | 0 | 5.3691
2007-07-26 11:00 | 0.52086 | 69.8701 | -123.65 | 26.1904 | 0.51329 | 0.91572 | 0.1493 | 0.1493 | 0 | 0 | 0 | 0.1493 | 613.337 | 0.75856 | 0 | 0 | 0.91572 | 0.15716 | 0.1493 | 0 | 0 | 0 | 4.5537 | 0 | 0 | 0 | 6 | 100 | 0.20602 | 0.16423 | 0.73257 | 0 | 5.4694
2007-07-26 12:00 | 0.60472 | 79.0957 | -166.4094 | 19.7966 | 0.59397 | 1.0596 | 2.0466 | 2.0466 | 1.04 | 0 | 0.34002 | 2.0466 | 51.7744 | 0 | 0 | 0 | 1.0596 | 1.0596 | 1.0067 | 0 | 0 | 0 | 4.5537 | 0 | 0 | 0 | 6 | 100 | 0.20602 | 2.2513 | 0.84771 | 1.7 | 5.6133
2007-07-26 13:00 | 0.64442 | 74.0788 | 133.0033 | 23.0238 | 0.63016 | 1.1242 | 0 | 0 | 0 | 0 | 0 | 0 | 0 | 1.1242 | 0 | 0 | 1.1242 | 0 | 0 | 0 | 0 | 0 | 4.5537 | 0 | 0 | 0 | 6 | 100 | 0.20602 | 0 | 0.89936 | 0 | 5.6779
2007-07-26 14:00 | 0.53295 | 61.5682 | 114.8583 | 33.1693 | 0.52265 | 0.93242 | 0.64894 | 0.64894 | 0 | 0 | 0 | 0.64894 | 143.6834 | 0.24932 | 0 | 0 | 0.93242 | 0.68309 | 0.64894 | 0 | 0 | 0 | 4.5537 | 0 | 0 | 0 | 6 | 100 | 0.20602 | 0.71383 | 0.74593 | 0 | 5.4861
2007-07-26 15:00 | 0.12341 | 47.7982 | 109.3108 | 45.8354 | 0.12272 | 0.21893 | 0.16972 | 0.16972 | 0 | 0 | 0 | 0.16972 | 128.9986 | 0.040283 | 0 | 0 | 0.21893 | 0.17865 | 0.16972 | 0 | 0 | 0 | 4.5537 | 0 | 0 | 0 | 6 | 100 | 0.20602 | 0.18669 | 0.17515 | 0 | 4.7726
2007-07-26 16:00 | 0.28403 | 33.7301 | 107.6077 | 59.4094 | 0.27853 | 0.4969 | 1.1617 | 1.1617 | 0 | 0 | 0 | 1.1617 | 42.7722 | 0 | 0 | 0 | 0.4969 | 1.2229 | 1.1617 | 0 | 0 | 0 | 4.5537 | 0 | 0.72598 | -0.72598 | 5.2348 | 87.2459 | 0.20602 | 1.2779 | 0.39752 | 0 | 5.0506
2007-07-26 17:00 | 0.086007 | 19.6043 | 107.7025 | 73.358 | 0.085335 | 0.15224 | 0 | 0 | 0 | 0 | 0 | 0 | 0 | 0 | 0 | 0 | 0.15224 | 0 | 0 | 0 | 0 | 0.80664 | 3.8277 | 0.15224 | 0 | 0.15224 | 5.3792 | 89.653 | 0.20599 | 0 | 0.12179 | 0 | 3.98
2007-07-26 18:00 | 0.077236 | 5.5366 | 109.0201 | 87.4576 | 0.047966 | 0.085572 | 0.71791 | 0.71791 | 0 | 0 | 0 | 0.71791 | 11.9196 | 0 | 0 | 0 | 0.085572 | 0.75569 | 0.71791 | 0 | 0 | 0.6544 | 3.9647 | 0 | 0.67012 | -0.67012 | 4.6728 | 77.8802 | 0.20599 | 0.7897 | 0.068458 | 0 | 4.0503
2007-07-26 19:00 | 0 | 0 | 111.5117 | 90 | 0 | 0 | 0.64422 | 0.64422 | 0 | 0 | 0 | 0.64422 | 0 | 0 | 1.1102e-16 | 0 | 0 | 0.67813 | 0.64422 | 0 | 0 | 1.399 | 3.2946 | 0 | 0.67813 | -0.67813 | 3.958 | 65.9667 | 0.20599 | 0.70864 | 0 | 0 | 3.2946
2007-07-26 20:00 | 0 | 0 | 115.4861 | 90 | 0 | 0 | 3.453 | 3.08 | 1.7 | 0 | 0.5202 | 3.08 | 0 | 0 | 0.37298 | 0.71828 | 0 | 1.4526 | 1.38 | 0 | 0 | 2.1525 | 2.6165 | 0 | 1.4526 | -1.4526 | 2.4268 | 40.4466 | 0.20599 | 3.7983 | 0 | 1.7 | 2.6165
2007-07-26 21:00 | 0 | 0 | 121.7201 | 90 | 0 | 0 | 0.53503 | 0.53503 | 1.7 | 0 | 0.5202 | 0.53503 | 0 | 0 | 0 | 0 | 0 | 0 | 0 | 1.165 | 1.1067 | 3.7665 | 1.1638 | 1.1067 | 0 | 1.1067 | 3.4767 | 57.9454 | 0.20611 | 0.58853 | 0 | 1.7 | 1.1638
2007-07-26 22:00 | 0 | 0 | 131.8305 | 90 | 0 | 0 | 0.11442 | 0.11442 | 1.567 | 0 | 0.4839 | 0.11442 | 0 | 2.2204e-16 | 0 | 0 | 0 | 0 | 0 | 1.4526 | 1.38 | 2.6598 | 2.1599 | 1.38 | 0 | 1.38 | 4.7859 | 79.7651 | 0.20617 | 0.12586 | 0 | 1.7 | 2.1599
2007-07-26 23:00 | 0 | 0 | 148.7436 | 90 | 0 | 0 | 0.15551 | 0.15551 | 1.5026 | 0 | 0.46632 | 0.15551 | 0 | 0 | 0 | 0 | 0 | 0 | 0 | 1.3471 | 1.2798 | 1.2798 | 3.4019 | 1.2798 | 0 | 1.2798 | 6 | 100 | 0.20623 | 0.17106 | 0 | 1.7 | 3.4019
2007-07-27 | 0 | 0 | 174.6383 | 90 | 0 | 0 | 0.50291 | 0.50291 | 0 | 0 | 0 | 0.50291 | 0 | 0 | 1.1102e-16 | 0 | 0 | 0.52938 | 0.50291 | 0 | 0 | 0 | 4.5537 | 0 | 0.52938 | -0.52938 | 5.442 | 90.6997 | 0.20623 | 0.5532 | 0 | 0 | 4.5537
2007-07-27 01:00 | 0 | 0 | -156.9619 | 90 | 0 | 0 | 0.52328 | 0.52328 | 0 | 0 | 0 | 0.52328 | 0 | 0 | 0 | 0 | 0 | 0.55083 | 0.52328 | 0 | 0 | 0.5882 | 4.0243 | 0 | 0.55083 | -0.55083 | 4.8614 | 81.0227 | 0.20623 | 0.57561 | 0 | 0 | 4.0243
2007-07-27 02:00 | 0 | 0 | -136.7075 | 90 | 0 | 0 | 0.45461 | 0.45461 | 0 | 0 | 0 | 0.45461 | 0 | 0 | 5.5511e-17 | 0 | 0 | 0.47854 | 0.45461 | 0 | 0 | 1.2002 | 3.4735 | 0 | 0.47854 | -0.47854 | 4.357 | 72.6157 | 0.20623 | 0.50007 | 0 | 0 | 3.4735
2007-07-27 03:00 | 0 | 0 | -124.5498 | 90 | 0 | 0 | 0.31135 | 0.31135 | 0 | 0 | 0 | 0.31135 | 0 | 0 | 5.5511e-17 | 0 | 0 | 0.32773 | 0.31135 | 0 | 0 | 1.7319 | 2.9949 | 0 | 0.32773 | -0.32773 | 4.0115 | 66.858 | 0.20623 | 0.34248 | 0 | 0 | 2.9949
2007-07-27 04:00 | 0 | 0 | -117.1809 | 90 | 0 | 0 | 0.35409 | 0.35409 | 0 | 0 | 0 | 0.35409 | 0 | 0 | 5.5511e-17 | 0 | 0 | 0.37272 | 0.35409 | 0 | 0 | 2.0961 | 2.6672 | 0 | 0.37272 | -0.37272 | 3.6186 | 60.31 | 0.20623 | 0.3895 | 0 | 0 | 2.6672
2007-07-27 05:00 | 0 | 0 | -112.5243 | 90 | 0 | 0 | 0 | 0 | 0 | 0 | 0 | 0 | 0 | 0 | 0 | 0 | 0 | 0 | 0 | 0 | 0 | 2.5102 | 2.2945 | 0 | 0 | 0 | 3.6186 | 60.31 | 0.20623 | 0 | 0 | 0 | 2.2945
2007-07-27 06:00 | 0.0069884 | 0.45469 | -109.5544 | 92.5624 | 0.0068445 | 0.012211 | 0.026168 | 0.026168 | 0 | 0 | 0 | 0.026168 | 46.6625 | 0 | 3.4694e-18 | 0 | 0.012211 | 0.027545 | 0.026168 | 0 | 0 | 2.5102 | 2.2945 | 0 | 0.015335 | -0.015335 | 3.6024 | 60.0406 | 0.20623 | 0.028785 | 0.0097685 | 0 | 2.3067
2007-07-27 07:00 | 0.05699 | 14.4957 | -107.8166 | 78.4223 | 0.056512 | 0.10082 | 0.90399 | 0.90399 | 0 | 0 | 0 | 0.90399 | 11.1525 | 0 | 0 | 0 | 0.10082 | 0.95157 | 0.90399 | 0 | 0 | 2.5273 | 2.2792 | 0 | 0.85075 | -0.85075 | 2.7057 | 45.0944 | 0.20623 | 0.99439 | 0.080654 | 0 | 2.38
2007-07-27 08:00 | 0.16051 | 28.6308 | -107.2249 | 64.3789 | 0.15922 | 0.28405 | 0.88088 | 0.88088 | 0 | 0 | 0 | 0.88088 | 32.2467 | 0 | 0 | 0 | 0.28405 | 0.92724 | 0.88088 | 0 | 0 | 3.4725 | 1.4284 | 0 | 0.64319 | -0.64319 | 2.0277 | 33.7948 | 0.20623 | 0.96897 | 0.22724 | 0 | 1.7125
2007-07-27 09:00 | 0.28154 | 42.7586 | -108.1094 | 50.605 | 0.27885 | 0.49747 | 2.6786 | 2.6786 | 1.7 | 0 | 0.5202 | 2.6786 | 18.5722 | 0 | 4.4409e-16 | 0.40594 | 0.49747 | 1.0301 | 0.97856 | 0 | 0 | 4.1872 | 0.78521 | 0 | 0.53259 | -0.53259 | 1.4663 | 24.4381 | 0.20623 | 2.9464 | 0.39797 | 1.7 | 1.2827
2007-07-27 10:00 | 0.33006 | 56.7133 | -111.7421 | 37.4719 | 0.32751 | 0.58428 | 1.4308 | 1.4308 | 1.7 | 0 | 0.5202 | 1.4308 | 40.8347 | 0 | 0 | 0 | 0.58428 | 0 | 0 | 0.26917 | 0.25571 | 4.779 | 0.25262 | 0.83998 | 0 | 0.83998 | 2.2632 | 37.7194 | 0.2063 | 1.5739 | 0.46742 | 1.7 | 0.8369
2007-07-27 11:00 | 0.46026 | 69.9735 | -123.0696 | 26.0322 | 0.4553 | 0.81226 | 1.0684 | 1.0684 | 1.7 | 0 | 0.5202 | 1.0684 | 76.0271 | 0 | 0 | 0 | 0.81226 | 0 | 0 | 0.63162 | 0.60004 | 3.939 | 1.0086 | 1.4123 | 0 | 1.4123 | 3.603 | 60.0497 | 0.20639 | 1.1752 | 0.64981 | 1.7 | 1.8209
2007-07-27 12:00 | 0.3896 | 79.3116 | -166.0805 | 19.5752 | 0.38681 | 0.69007 | 2.1865 | 2.1865 | 1.7 | 0 | 0.5202 | 2.1865 | 31.5606 | 0 | 0 | 0 | 0.69007 | 0.51209 | 0.48648 | 0 | 0 | 2.5267 | 2.2797 | 0.17798 | 0 | 0.17798 | 3.7718 | 62.8638 | 0.2064 | 2.4051 | 0.55205 | 1.7 | 2.9697
2007-07-27 13:00 | 0.62632 | 74.2265 | 132.3842 | 22.8326 | 0.61353 | 1.0945 | 0.41957 | 0.41957 | 1.7 | 0 | 0.5202 | 0.41957 | 260.8737 | 0 | 0 | 0 | 1.0945 | 0 | 0 | 1.2804 | 1.2164 | 2.3487 | 2.4399 | 2.311 | 0 | 2.311 | 5.9642 | 99.4031 | 0.20632 | 0.46152 | 0.87563 | 1.7 | 3.5344
2007-07-27 14:00 | 0.3268 | 61.6423 | 114.4127 | 33.0424 | 0.32453 | 0.57896 | 2.2242 | 2.2242 | 1.7 | 0 | 0.5202 | 2.2242 | 26.0304 | 0 | 0 | 0 | 0.57896 | 0.55175 | 0.52416 | 0 | 0 | 0.037751 | 4.5197 | 0.027207 | 0 | 0.027207 | 5.99 | 99.8333 | 0.20632 | 2.4466 | 0.46317 | 1.7 | 5.0987
2007-07-27 15:00 | 0.13976 | 47.8361 | 108.9812 | 45.7525 | 0.13897 | 0.24792 | 0.92266 | 0.92266 | 0 | 0 | 0 | 0.92266 | 26.8699 | 1.1102e-16 | 0 | 0 | 0.24792 | 0.97122 | 0.92266 | 0 | 0 | 0.010544 | 4.5442 | 0 | 0.7233 | -0.7233 | 5.2276 | 87.1262 | 0.20632 | 1.0149 | 0.19833 | 0 | 4.7921
2007-07-27 16:00 | 0.021637 | 33.7442 | 107.3382 | 59.3566 | 0.021525 | 0.038401 | 1.1744 | 1.1744 | 0 | 0 | 0 | 1.1744 | 3.2698 | 0 | 2.2204e-16 | 0 | 0.038401 | 1.2362 | 1.1744 | 0 | 0 | 0.81421 | 3.8209 | 0 | 1.1978 | -1.1978 | 3.965 | 66.0827 | 0.20632 | 1.2919 | 0.030721 | 0 | 3.8593
2007-07-27 17:00 | 0.10603 | 19.5989 | 107.4642 | 73.3283 | 0.10509 | 0.18747 | 2.3762 | 2.3762 | 1.7 | 0 | 0.5202 | 2.3762 | 7.8897 | 2.2204e-16 | 0 | 0 | 0.18747 | 0.71176 | 0.67617 | 0 | 0 | 2.1451 | 2.6231 | 0 | 0.52429 | -0.52429 | 3.4123 | 56.8719 | 0.20632 | 2.6138 | 0.14998 | 1.7 | 2.8106
2007-07-27 18:00 | 0.03992 | 5.5126 | 108.7958 | 87.4481 | 0.038134 | 0.068031 | 0.73977 | 0.73977 | 1.7 | 0 | 0.5202 | 0.73977 | 9.1961 | 0 | 0 | 0 | 0.068031 | 0 | 0 | 0.96023 | 0.91221 | 2.7277 | 2.0988 | 0.98024 | 0 | 0.98024 | 4.3423 | 72.3709 | 0.20642 | 0.81375 | 0.054425 | 1.7 | 2.1668
2007-07-27 19:00 | 0 | 0 | 111.2891 | 90 | 0 | 0 | 2.3511 | 2.3511 | 1.7 | 0 | 0.5202 | 2.3511 | 0 | 0 | 0 | 0 | 0 | 0.68539 | 0.65112 | 0 | 0 | 1.7474 | 2.981 | 0 | 0.68539 | -0.68539 | 3.6198 | 60.3298 | 0.20642 | 2.5862 | 0 | 1.7 | 2.981
2007-07-27 20:00 | 0 | 0 | 115.2549 | 90 | 0 | 0 | 0.77985 | 0.77985 | 1.7 | 0 | 0.5202 | 0.77985 | 0 | 0 | 0 | 0 | 0 | 0 | 0 | 0.92015 | 0.87414 | 2.509 | 2.2956 | 0.87414 | 0 | 0.87414 | 4.4491 | 74.1511 | 0.20651 | 0.85784 | 0 | 1.7 | 2.2956
2007-07-27 21:00 | 0 | 0 | 121.4722 | 90 | 0 | 0 | 4.2148 | 3.08 | 1.7 | 0 | 0.5202 | 3.08 | 0 | 0 | 1.1348 | 1.5562 | 0 | 1.4526 | 1.38 | 0 | 0 | 1.6348 | 3.0823 | 0 | 1.4526 | -1.4526 | 2.9179 | 48.631 | 0.20651 | 4.6362 | 0 | 1.7 | 3.0823
2007-07-27 22:00 | 0 | 0 | 131.5677 | 90 | 0 | 0 | 0.64199 | 0.64199 | 1.7 | 0 | 0.5202 | 0.64199 | 0 | 0 | 0 | 0 | 0 | 0 | 0 | 1.058 | 1.0051 | 3.2489 | 1.6297 | 1.0051 | 0 | 1.0051 | 3.8714 | 64.5232 | 0.20662 | 0.70619 | 0 | 1.7 | 1.6297
2007-07-27 23:00 | 0 | 0 | 148.5124 | 90 | 0 | 0 | 0.39509 | 0.39509 | 1.7 | 0 | 0.5202 | 0.39509 | 0 | 2.2204e-16 | 0 | 0 | 0 | 0 | 0 | 1.3049 | 1.2397 | 2.2438 | 2.5343 | 1.2397 | 0 | 1.2397 | 5.0475 | 84.124 | 0.20674 | 0.4346 | 0 | 1.7 | 2.5343
2007-07-28 | 0 | 0 | 174.5834 | 90 | 0 | 0 | 0.015561 | 0.015561 | 0 | 0 | 0 | 0.015561 | 0 | 0 | 3.4694e-18 | 0 | 0 | 0.01638 | 0.015561 | 0 | 0 | 1.0041 | 3.65 | 0 | 0.01638 | -0.01638 | 5.0302 | 83.8362 | 0.20674 | 0.017117 | 0 | 0 | 3.65
2007-07-28 01:00 | 0 | 0 | -156.7833 | 90 | 0 | 0 | 0.5918 | 0.5918 | 0 | 0 | 0 | 0.5918 | 0 | 0 | 1.1102e-16 | 0 | 0 | 0.62295 | 0.5918 | 0 | 0 | 1.0223 | 3.6336 | 0 | 0.62295 | -0.62295 | 4.3735 | 72.8921 | 0.20674 | 0.65098 | 0 | 0 | 3.6336
2007-07-28 02:00 | 0 | 0 | -136.4485 | 90 | 0 | 0 | 0.38616 | 0.38616 | 0 | 0 | 0 | 0.38616 | 0 | 0 | 5.5511e-17 | 0 | 0 | 0.40649 | 0.38616 | 0 | 0 | 1.7145 | 3.0107 | 0 | 0.40649 | -0.40649 | 3.9451 | 65.7508 | 0.20674 | 0.42478 | 0 | 0 | 3.0107
2007-07-28 03:00 | 0 | 0 | -124.2941 | 90 | 0 | 0 | 0.47317 | 0.47317 | 0 | 0 | 0 | 0.47317 | 0 | 0 | 5.5511e-17 | 0 | 0 | 0.49808 | 0.47317 | 0 | 0 | 2.1661 | 2.6042 | 0 | 0.49808 | -0.49808 | 3.42 | 57.0005 | 0.20674 | 0.52049 | 0 | 0 | 2.6042
2007-07-28 04:00 | 0 | 0 | -116.9419 | 90 | 0 | 0 | 0.38422 | 0.38422 | 0 | 0 | 0 | 0.38422 | 0 | 0 | 5.5511e-17 | 0 | 0 | 0.40444 | 0.38422 | 0 | 0 | 2.7195 | 2.1061 | 0 | 0.40444 | -0.40444 | 2.9937 | 49.8952 | 0.20674 | 0.42264 | 0 | 0 | 2.1061
2007-07-28 05:00 | 0 | 0 | -112.2963 | 90 | 0 | 0 | 0.4404 | 0.4404 | 0 | 0 | 0 | 0.4404 | 0 | 0 | 5.5511e-17 | 0 | 0 | 0.46357 | 0.4404 | 0 | 0 | 3.1689 | 1.7017 | 0 | 0.46357 | -0.46357 | 2.5051 | 41.7511 | 0.20674 | 0.48444 | 0 | 0 | 1.7017
2007-07-28 06:00 | 0.013983 | 0.4136 | -109.3279 | 92.5695 | 0.01289 | 0.022996 | 0.46276 | 0.46276 | 0 | 0 | 0 | 0.46276 | 4.9694 | 0 | 5.5511e-17 | 0 | 0.022996 | 0.48711 | 0.46276 | 0 | 0 | 3.684 | 1.2381 | 0 | 0.46412 | -0.46412 | 2.0158 | 33.5974 | 0.20674 | 0.50903 | 0.018397 | 0 | 1.2611
2007-07-28 07:00 | 0.16023 | 14.4735 | -107.5799 | 78.4093 | 0.14691 | 0.26208 | 1.2739 | 1.2739 | 1.7 | 0 | 0.5202 | 1.2739 | 20.5733 | 0 | 0 | 0 | 0.26208 | 0 | 0 | 0.42611 | 0.4048 | 4.1997 | 0.77398 | 0.66689 | 0 | 0.66689 | 2.6485 | 44.1417 | 0.20681 | 1.4013 | 0.20966 | 1.7 | 1.0361
2007-07-28 08:00 | 0.28626 | 28.6277 | -106.9627 | 64.3437 | 0.27638 | 0.49307 | 0.79412 | 0.79412 | 1.7 | 0 | 0.5202 | 0.79412 | 62.0899 | 0 | 0 | 0 | 0.49307 | 0 | 0 | 0.90588 | 0.86059 | 3.5328 | 1.3742 | 1.3537 | 0 | 1.3537 | 3.9327 | 65.5449 | 0.20691 | 0.87353 | 0.39445 | 1.7 | 1.8672
2007-07-28 09:00 | 0.46198 | 42.7774 | -107.7968 | 50.5422 | 0.44659 | 0.79671 | 0 | 0 | 1.4526 | 0 | 0.45267 | 0 | 0 | 0 | 0 | 0 | 0.79671 | 0 | 0 | 1.4526 | 1.38 | 2.1791 | 2.5925 | 2.1767 | 0 | 2.1767 | 5.9977 | 99.9616 | 0.20678 | 0 | 0.63737 | 1.7 | 3.3892
2007-07-28 10:00 | 0.44579 | 56.7628 | -111.3322 | 37.3698 | 0.43938 | 0.78385 | 1.4823 | 1.4823 | 0.73999 | 0 | 0.25812 | 1.4823 | 52.8791 | 1.4008e-16 | 0 | 0 | 0.78385 | 0.78142 | 0.74235 | 0 | 0 | 0.0024259 | 4.5515 | 0.0024259 | 0 | 0.0024259 | 6 | 100 | 0.20678 | 1.6306 | 0.62708 | 1.7 | 5.3354
2007-07-28 11:00 | 0.43482 | 70.0799 | -122.4719 | 25.8692 | 0.43072 | 0.7684 | 1.695 | 1.695 | 0.96497 | 0 | 0.31954 | 1.695 | 45.3346 | 0 | 0 | 0 | 0.7684 | 0.7684 | 0.72998 | 0 | 0 | 0 | 4.5537 | 0 | 0 | 0 | 6 | 100 | 0.20678 | 1.8644 | 0.61472 | 1.7 | 5.3221
2007-07-28 12:00 | 0.48558 | 79.5333 | -165.7425 | 19.3478 | 0.48051 | 0.85723 | 0.38068 | 0.38068 | 0 | 0 | 0 | 0.38068 | 225.1853 | 0.45652 | 0 | 0 | 0.85723 | 0.40071 | 0.38068 | 0 | 0 | 0 | 4.5537 | 0 | 0 | 0 | 6 | 100 | 0.20678 | 0.41875 | 0.68578 | 0 | 5.4109
2007-07-28 13:00 | 0.11747 | 74.3743 | 131.7316 | 22.6385 | 0.11686 | 0.20847 | 0 | 0 | 0 | 0 | 0 | 0 | 0 | 0.20847 | 0 | 0 | 0.20847 | 0 | 0 | 0 | 0 | 0 | 4.5537 | 0 | 0 | 0 | 6 | 100 | 0.20678 | 0 | 0.16678 | 0 | 4.7622
2007-07-28 14:00 | 0.45333 | 61.7143 | 113.9518 | 32.9153 | 0.44761 | 0.79853 | 1.3514 | 1.3514 | 0.59276 | 0 | 0.21792 | 1.3514 | 59.0909 | 0 | 0 | 0 | 0.79853 | 0.79853 | 0.75861 | 0 | 0 | 0 | 4.5537 | 0 | 0 | 0 | 6 | 100 | 0.20678 | 1.4865 | 0.63883 | 1.7 | 5.3522
2007-07-28 15:00 | 0.18433 | 47.8715 | 108.6422 | 45.6706 | 0.18324 | 0.32689 | 1.0459 | 1.0459 | 0 | 0 | 0 | 1.0459 | 31.2545 | 0 | 0 | 0 | 0.32689 | 1.101 | 1.0459 | 0 | 0 | 0 | 4.5537 | 0 | 0.77407 | -0.77407 | 5.1841 | 86.4011 | 0.20678 | 1.1505 | 0.26152 | 0 | 4.8806
2007-07-28 16:00 | 0.18856 | 33.7555 | 107.0617 | 59.3053 | 0.18714 | 0.33385 | 0.11085 | 0.11085 | 0 | 0 | 0 | 0.11085 | 301.1852 | 0 | 0 | 0 | 0.33385 | 0.11668 | 0.11085 | 0 | 0 | 0.86007 | 3.7796 | 0.21717 | 0 | 0.21717 | 5.3901 | 89.8348 | 0.20674 | 0.12193 | 0.26708 | 0 | 4.1135
2007-07-28 17:00 | 0.10594 | 19.5905 | 107.22 | 73.3006 | 0.105 | 0.18732 | 1.1486 | 1.1486 | 0 | 0 | 0 | 1.1486 | 16.3092 | 0 | 2.2204e-16 | 0 | 0.18732 | 1.209 | 1.1486 | 0 | 0 | 0.6429 | 3.9751 | 0 | 1.0217 | -1.0217 | 4.3131 | 71.8853 | 0.20674 | 1.2634 | 0.14986 | 0 | 4.1624
2007-07-28 18:00 | 0.049097 | 5.4854 | 108.5662 | 87.4409 | 0.044225 | 0.078898 | 2.7539 | 2.7539 | 1.7 | 0 | 0.5202 | 2.7539 | 2.865 | 0 | 0 | 0 | 0.078898 | 1.1094 | 1.0539 | 0 | 0 | 1.7781 | 2.9534 | 0 | 1.0305 | -1.0305 | 3.2269 | 53.7819 | 0.20674 | 3.0293 | 0.063118 | 1.7 | 3.0323
2007-07-28 19:00 | 0 | 0 | 111.0613 | 90 | 0 | 0 | 2.137 | 2.137 | 1.7 | 0 | 0.5202 | 2.137 | 0 | 0 | 0 | 0 | 0 | 0.46002 | 0.43702 | 0 | 0 | 2.9231 | 1.9229 | 0 | 0.46002 | -0.46002 | 2.742 | 45.7001 | 0.20674 | 2.3507 | 0 | 1.7 | 1.9229
2007-07-28 20:00 | 0 | 0 | 115.0184 | 90 | 0 | 0 | 1.8257 | 1.8257 | 1.7 | 0 | 0.5202 | 1.8257 | 0 | 0 | 0 | 0 | 0 | 0.13233 | 0.12572 | 0 | 0 | 3.4342 | 1.4629 | 0 | 0.13233 | -0.13233 | 2.6025 | 43.3752 | 0.20674 | 2.0083 | 0 | 1.7 | 1.4629
2007-07-28 21:00 | 0 | 0 | 121.2188 | 90 | 0 | 0 | 0.89813 | 0.89813 | 1.7 | 0 | 0.5202 | 0.89813 | 0 | 0 | 0 | 0 | 0 | 0 | 0 | 0.80187 | 0.76178 | 3.5813 | 1.3305 | 0.76178 | 0 | 0.76178 | 3.3252 | 55.42 | 0.20682 | 0.98794 | 0 | 1.7 | 1.3305
2007-07-28 22:00 | 0 | 0 | 131.2992 | 90 | 0 | 0 | 0 | 0 | 1.4526 | 0 | 0.45267 | 0 | 0 | 0 | 0 | 0 | 0 | 0 | 0 | 1.4526 | 1.38 | 2.8195 | 2.0161 | 1.38 | 0 | 1.38 | 4.6344 | 77.2397 | 0.20684 | 0 | 0 | 1.7 | 2.0161
2007-07-28 23:00 | 0 | 0 | 148.2767 | 90 | 0 | 0 | 0.054924 | 0.054924 | 1.5076 | 0 | 0.46766 | 0.054924 | 0 | 2.2204e-16 | 0 | 0 | 0 | 0 | 0 | 1.4526 | 1.38 | 1.4395 | 3.2581 | 1.38 | 0 | 1.38 | 5.9436 | 99.0594 | 0.20688 | 0.060416 | 0 | 1.7 | 3.2581
2007-07-29 | 0 | 0 | 174.5315 | 90 | 0 | 0 | 0.4764 | 0.4764 | 0 | 0 | 0 | 0.4764 | 0 | 0 | 5.5511e-17 | 0 | 0 | 0.50148 | 0.4764 | 0 | 0 | 0.059491 | 4.5001 | 0 | 0.50148 | -0.50148 | 5.415 | 90.2493 | 0.20688 | 0.52404 | 0 | 0 | 4.5001
2007-07-29 01:00 | 0 | 0 | -156.5935 | 90 | 0 | 0 | 0.5398 | 0.5398 | 0 | 0 | 0 | 0.5398 | 0 | 0 | 1.1102e-16 | 0 | 0 | 0.56821 | 0.5398 | 0 | 0 | 0.61669 | 3.9987 | 0 | 0.56821 | -0.56821 | 4.816 | 80.2669 | 0.20688 | 0.59378 | 0 | 0 | 3.9987
2007-07-29 02:00 | 0 | 0 | -136.1785 | 90 | 0 | 0 | 0.22459 | 0.22459 | 0 | 0 | 0 | 0.22459 | 0 | 0 | 2.7756e-17 | 0 | 0 | 0.23641 | 0.22459 | 0 | 0 | 1.248 | 3.4305 | 0 | 0.23641 | -0.23641 | 4.5668 | 76.1136 | 0.20688 | 0.24705 | 0 | 0 | 3.4305
2007-07-29 03:00 | 0 | 0 | -124.0296 | 90 | 0 | 0 | 0.048017 | 0.048017 | 0 | 0 | 0 | 0.048017 | 0 | 0 | 6.9389e-18 | 0 | 0 | 0.050545 | 0.048017 | 0 | 0 | 1.5107 | 3.1941 | 0 | 0.050545 | -0.050545 | 4.5135 | 75.2257 | 0.20688 | 0.052819 | 0 | 0 | 3.1941
2007-07-29 04:00 | 0 | 0 | -116.6956 | 90 | 0 | 0 | 0.12387 | 0.12387 | 0 | 0 | 0 | 0.12387 | 0 | 0 | 2.7756e-17 | 0 | 0 | 0.13039 | 0.12387 | 0 | 0 | 1.5669 | 3.1435 | 0 | 0.13039 | -0.13039 | 4.3761 | 72.9349 | 0.20688 | 0.13626 | 0 | 0 | 3.1435
2007-07-29 05:00 | 0 | 0 | -112.062 | 90 | 0 | 0 | 0.032793 | 0.032793 | 0 | 0 | 0 | 0.032793 | 0 | 0 | 6.9389e-18 | 0 | 0 | 0.034519 | 0.032793 | 0 | 0 | 1.7118 | 3.0131 | 0 | 0.034519 | -0.034519 | 4.3397 | 72.3285 | 0.20688 | 0.036073 | 0 | 0 | 3.0131
2007-07-29 06:00 | 0.02968 | 0.37394 | -109.0954 | 92.5742 | 0.0051171 | 0.0091289 | 0.31863 | 0.31863 | 0 | 0 | 0 | 0.31863 | 2.8651 | 0 | 0 | 0 | 0.0091289 | 0.3354 | 0.31863 | 0 | 0 | 1.7501 | 2.9786 | 0 | 0.32627 | -0.32627 | 3.9958 | 66.5965 | 0.20688 | 0.35049 | 0.0073031 | 0 | 2.9877
2007-07-29 07:00 | 0.15651 | 14.453 | -107.3373 | 78.3936 | 0.14445 | 0.2577 | 1.1497 | 1.1497 | 0 | 0 | 0 | 1.1497 | 22.4138 | 0 | 0 | 0 | 0.2577 | 1.2102 | 1.1497 | 0 | 0 | 2.1126 | 2.6523 | 0 | 0.95254 | -0.95254 | 2.9917 | 49.8621 | 0.20688 | 1.2647 | 0.20616 | 0 | 2.91
2007-07-29 08:00 | 0.40297 | 28.6264 | -106.694 | 64.3057 | 0.37294 | 0.66532 | 1.3273 | 1.3273 | 1.7 | 0 | 0.5202 | 1.3273 | 50.1251 | 0 | 0 | 0 | 0.66532 | 0 | 0 | 0.37268 | 0.35405 | 3.171 | 1.6998 | 1.0194 | 0 | 1.0194 | 3.9588 | 65.9797 | 0.20697 | 1.4601 | 0.53226 | 1.7 | 2.3651
2007-07-29 09:00 | 0.57228 | 42.7983 | -107.4767 | 50.4761 | 0.54379 | 0.97013 | 1.2855 | 1.2855 | 1.7 | 0 | 0.5202 | 1.2855 | 75.4663 | 0 | 0 | 0 | 0.97013 | 0 | 0 | 0.41449 | 0.39376 | 2.1516 | 2.6172 | 1.3639 | 0 | 1.3639 | 5.2527 | 87.5447 | 0.20706 | 1.4141 | 0.7761 | 1.7 | 3.5873
2007-07-29 10:00 | 0.67737 | 56.8146 | -110.912 | 37.264 | 0.65275 | 1.1645 | 0.51778 | 0.51778 | 0 | 0 | 0 | 0.51778 | 224.9073 | 0 | 0 | 0 | 1.1645 | 0.54503 | 0.51778 | 0 | 0 | 0.78774 | 3.8447 | 0.61949 | 0 | 0.61949 | 5.8404 | 97.3396 | 0.20694 | 0.56955 | 0.93161 | 0 | 5.0092
2007-07-29 11:00 | 0.88881 | 70.189 | -121.8565 | 25.7015 | 0.85559 | 1.5264 | 0.50381 | 0.50381 | 0 | 0 | 0 | 0.50381 | 302.9626 | 0.82778 | 0 | 0 | 1.5264 | 0.53033 | 0.50381 | 0 | 0 | 0.16826 | 4.4023 | 0.16826 | 0 | 0.16826 | 6 | 100 | 0.20691 | 0.5542 | 1.2211 | 0 | 5.9286
2007-07-29 12:00 | 0.92539 | 79.7608 | -165.3947 | 19.1146 | 0.89291 | 1.593 | 0 | 0 | 0 | 0 | 0 | 0 | 0 | 1.593 | 0 | 0 | 1.593 | 0 | 0 | 0 | 0 | 0 | 4.5537 | 0 | 0 | 0 | 6 | 100 | 0.20691 | 0 | 1.2744 | 0 | 6.1466
2007-07-29 13:00 | 0.82173 | 74.5216 | 131.0447 | 22.4417 | 0.79485 | 1.418 | 0.87621 | 0.87621 | 0 | 0 | 0 | 0.87621 | 161.8339 | 0.49568 | 0 | 0 | 1.418 | 0.92233 | 0.87621 | 0 | 0 | 0 | 4.5537 | 0 | 0 | 0 | 6 | 100 | 0.20691 | 0.96384 | 1.1344 | 0 | 5.9717
2007-07-29 14:00 | 0.72446 | 61.7842 | 113.4759 | 32.7883 | 0.69917 | 1.2473 | 0 | 0 | 0 | 0 | 0 | 0 | 0 | 1.2473 | 0 | 0 | 1.2473 | 0 | 0 | 0 | 0 | 0 | 4.5537 | 0 | 0 | 0 | 6 | 100 | 0.20691 | 0 | 0.99786 | 0 | 5.801
2007-07-29 15:00 | 0.60492 | 47.9043 | 108.2939 | 45.5899 | 0.57914 | 1.0332 | 1.5568 | 1.5568 | 0.57528 | 0 | 0.21315 | 1.5568 | 66.3658 | 2.2204e-16 | 0 | 0 | 1.0332 | 1.0332 | 0.98152 | 0 | 0 | 0 | 4.5537 | 0 | 0 | 0 | 6 | 100 | 0.20691 | 1.7125 | 0.82654 | 1.7 | 5.5869
2007-07-29 16:00 | 0.25872 | 33.764 | 106.7782 | 59.2558 | 0.25501 | 0.45493 | 1.3466 | 1.3466 | 0.91439 | 0 | 0.30573 | 1.3466 | 33.7845 | 5.5511e-17 | 0 | 0 | 0.45493 | 0.45493 | 0.43219 | 0 | 0 | 0 | 4.5537 | 0 | 0 | 0 | 6 | 100 | 0.20691 | 1.4812 | 0.36395 | 1.7 | 5.0086
2007-07-29 17:00 | 0.22644 | 19.579 | 106.97 | 73.275 | 0.21063 | 0.37577 | 2.3346 | 2.3346 | 1.7 | 0 | 0.5202 | 2.3346 | 16.0953 | 0 | 4.4409e-16 | 0 | 0.37577 | 0.66804 | 0.63464 | 0 | 0 | 0 | 4.5537 | 0 | 0.29227 | -0.29227 | 5.6919 | 94.8653 | 0.20691 | 2.5681 | 0.30061 | 1.7 | 4.9295
2007-07-29 18:00 | 0.058991 | 5.4551 | 108.3312 | 87.4361 | 0.047817 | 0.085306 | 1.636 | 1.636 | 1.7 | 0 | 0.5202 | 1.636 | 5.2142 | 0 | 0 | 0 | 0.085306 | 0 | 0 | 0.06396 | 0.060762 | 0.32475 | 4.2614 | 0.14607 | 0 | 0.14607 | 5.8305 | 97.1748 | 0.20693 | 1.7996 | 0.068245 | 1.7 | 4.3467
2007-07-29 19:00 | 0 | 0 | 110.8283 | 90 | 0 | 0 | 1.9687 | 1.9687 | 1.7 | 0 | 0.5202 | 1.9687 | 0 | 0 | 0 | 0 | 0 | 0.28287 | 0.26872 | 0 | 0 | 0.17868 | 4.3929 | 0 | 0.28287 | -0.28287 | 5.5323 | 92.2053 | 0.20693 | 2.1656 | 0 | 1.7 | 4.3929
2007-07-29 20:00 | 0 | 0 | 114.7767 | 90 | 0 | 0 | 2.094 | 2.094 | 1.7 | 0 | 0.5202 | 2.094 | 0 | 0 | 0 | 0 | 0 | 0.41477 | 0.39403 | 0 | 0 | 0.49298 | 4.11 | 0 | 0.41477 | -0.41477 | 5.0951 | 84.9186 | 0.20693 | 2.3034 | 0 | 1.7 | 4.11
2007-07-29 21:00 | 0 | 0 | 120.9598 | 90 | 0 | 0 | 2.521 | 2.521 | 1.7 | 0 | 0.5202 | 2.521 | 0 | 0 | 0 | 0 | 0 | 0.86416 | 0.82095 | 0 | 0 | 0.95383 | 3.6952 | 0 | 0.86416 | -0.86416 | 4.1842 | 69.7369 | 0.20693 | 2.773 | 0 | 1.7 | 3.6952
2007-07-29 22:00 | 0 | 0 | 131.0248 | 90 | 0 | 0 | 0.072396 | 0.072396 | 1.525 | 0 | 0.47243 | 0.072396 | 0 | 2.2204e-16 | 0 | 0 | 0 | 0 | 0 | 1.4526 | 1.38 | 1.914 | 2.8311 | 1.38 | 0 | 1.38 | 5.4934 | 91.5566 | 0.20697 | 0.079635 | 0 | 1.7 | 2.8311
2007-07-29 23:00 | 0 | 0 | 148.0365 | 90 | 0 | 0 | 0.11214 | 0.11214 | 0 | 0 | 0 | 0.11214 | 0 | 0 | 1.3878e-17 | 0 | 0 | 0.11804 | 0.11214 | 0 | 0 | 0.53401 | 4.0731 | 0 | 0.11804 | -0.11804 | 5.369 | 89.4828 | 0.20697 | 0.12336 | 0 | 0 | 4.0731
2007-07-30 | 0 | 0 | 174.4828 | 90 | 0 | 0 | 0.10695 | 0.10695 | 0 | 0 | 0 | 0.10695 | 0 | 0 | 0 | 0 | 0 | 0.11258 | 0.10695 | 0 | 0 | 0.66517 | 3.955 | 0 | 0.11258 | -0.11258 | 5.2503 | 87.505 | 0.20697 | 0.11764 | 0 | 0 | 3.955
2007-07-30 01:00 | 0 | 0 | -156.3922 | 90 | 0 | 0 | 0.52165 | 0.52165 | 0 | 0 | 0 | 0.52165 | 0 | 0 | 0 | 0 | 0 | 0.54911 | 0.52165 | 0 | 0 | 0.79025 | 3.8425 | 0 | 0.54911 | -0.54911 | 4.6715 | 77.8582 | 0.20697 | 0.57381 | 0 | 0 | 3.8425
2007-07-30 02:00 | 0 | 0 | -135.8973 | 90 | 0 | 0 | 0.23243 | 0.23243 | 0 | 0 | 0 | 0.23243 | 0 | 0 | 2.7756e-17 | 0 | 0 | 0.24466 | 0.23243 | 0 | 0 | 1.4004 | 3.2934 | 0 | 0.24466 | -0.24466 | 4.4136 | 73.56 | 0.20697 | 0.25567 | 0 | 0 | 3.2934
2007-07-30 03:00 | 0 | 0 | -123.7562 | 90 | 0 | 0 | 0.26067 | 0.26067 | 0 | 0 | 0 | 0.26067 | 0 | 0 | 0 | 0 | 0 | 0.27439 | 0.26067 | 0 | 0 | 1.6722 | 3.0487 | 0 | 0.27439 | -0.27439 | 4.1244 | 68.7394 | 0.20697 | 0.28674 | 0 | 0 | 3.0487
2007-07-30 04:00 | 0 | 0 | -116.4421 | 90 | 0 | 0 | 0.09729 | 0.09729 | 0 | 0 | 0 | 0.09729 | 0 | 0 | 1.3878e-17 | 0 | 0 | 0.10241 | 0.09729 | 0 | 0 | 1.9771 | 2.7743 | 0 | 0.10241 | -0.10241 | 4.0164 | 66.9403 | 0.20697 | 0.10702 | 0 | 0 | 2.7743
2007-07-30 05:00 | 0 | 0 | -111.8213 | 90 | 0 | 0 | 0.46599 | 0.46599 | 0 | 0 | 0 | 0.46599 | 0 | 0 | 5.5511e-17 | 0 | 0 | 0.49051 | 0.46599 | 0 | 0 | 2.0909 | 2.6719 | 0 | 0.49051 | -0.49051 | 3.4994 | 58.3228 | 0.20697 | 0.51259 | 0 | 0 | 2.6719
2007-07-30 06:00 | 0.023496 | 0.33575 | -108.8569 | 92.5765 | 0.011133 | 0.019862 | 0.27845 | 0.27845 | 0 | 0 | 0 | 0.27845 | 7.133 | 0 | 0 | 0 | 0.019862 | 0.29311 | 0.27845 | 0 | 0 | 2.6359 | 2.1814 | 0 | 0.27324 | -0.27324 | 3.2114 | 53.5224 | 0.20697 | 0.30629 | 0.015889 | 0 | 2.2012
2007-07-30 07:00 | 0.13995 | 14.4341 | -107.0887 | 78.3754 | 0.1324 | 0.2362 | 1.8943 | 1.8943 | 1.7 | 0 | 0.5202 | 1.8943 | 12.4693 | 0 | 0 | 0 | 0.2362 | 0.2045 | 0.19428 | 0 | 0 | 2.9395 | 1.9081 | 0.031701 | 0 | 0.031701 | 3.2414 | 54.0237 | 0.20697 | 2.0837 | 0.18896 | 1.7 | 2.1443
2007-07-30 08:00 | 0.38921 | 28.627 | -106.4189 | 64.2648 | 0.36215 | 0.64607 | 0.51776 | 0.51776 | 1.7 | 0 | 0.5202 | 0.51776 | 124.7826 | 0 | 0 | 0 | 0.64607 | 0 | 0 | 1.1822 | 1.1231 | 2.9078 | 1.9367 | 1.7692 | 0 | 1.7692 | 4.9198 | 81.9972 | 0.20699 | 0.56953 | 0.51686 | 1.7 | 2.5827
2007-07-30 09:00 | 0.67129 | 42.8212 | -107.149 | 50.4069 | 0.63304 | 1.1294 | 0.84881 | 0.84881 | 0 | 0 | 0 | 0.84881 | 133.0503 | 0 | 0 | 0 | 1.1294 | 0.89349 | 0.84881 | 0 | 0 | 1.1386 | 3.5289 | 0.23586 | 0 | 0.23586 | 5.1436 | 85.7264 | 0.20695 | 0.9337 | 0.90348 | 0 | 4.6583
2007-07-30 10:00 | 0.65476 | 56.8685 | -110.4817 | 37.1545 | 0.63267 | 1.1287 | 0 | 0 | 0 | 0 | 0 | 0 | 0 | 0.22595 | 0 | 0 | 1.1287 | 0 | 0 | 0 | 0 | 0.90274 | 3.7412 | 0.90274 | 0 | 0.90274 | 6 | 100 | 0.20677 | 0 | 0.90295 | 0 | 4.8699
2007-07-30 11:00 | 0.49916 | 70.3006 | -121.223 | 25.529 | 0.49297 | 0.87946 | 0 | 0 | 0 | 0 | 0 | 0 | 0 | 0.87946 | 0 | 0 | 0.87946 | 0 | 0 | 0 | 0 | 0 | 4.5537 | 0 | 0 | 0 | 6 | 100 | 0.20677 | 0 | 0.70357 | 0 | 5.4331
2007-07-30 12:00 | 0.44741 | 79.9939 | -165.0361 | 18.8755 | 0.44353 | 0.79125 | 1.7447 | 1.7447 | 0.99301 | 0 | 0.32719 | 1.7447 | 45.3519 | 0 | 0 | 0 | 0.79125 | 0.79125 | 0.75169 | 0 | 0 | 0 | 4.5537 | 0 | 0 | 0 | 6 | 100 | 0.20677 | 1.9192 | 0.633 | 1.7 | 5.3449
2007-07-30 13:00 | 0.44376 | 74.6683 | 130.3226 | 22.2424 | 0.43976 | 0.78454 | 0 | 0 | 0 | 0 | 0 | 0 | 0 | 0.78454 | 0 | 0 | 0.78454 | 0 | 0 | 0 | 0 | 0 | 4.5537 | 0 | 0 | 0 | 6 | 100 | 0.20677 | 0 | 0.62763 | 0 | 5.3382
2007-07-30 14:00 | 0.34954 | 61.8517 | 112.9849 | 32.6614 | 0.34694 | 0.61895 | 0.12057 | 0.12057 | 0 | 0 | 0 | 0.12057 | 513.3726 | 0.49204 | 0 | 0 | 0.61895 | 0.12691 | 0.12057 | 0 | 0 | 0 | 4.5537 | 0 | 0 | 0 | 6 | 100 | 0.20677 | 0.13262 | 0.49516 | 0 | 5.1726
2007-07-30 15:00 | 0.34276 | 47.9344 | 107.9364 | 45.5104 | 0.33898 | 0.60475 | 0.9965 | 0.9965 | 0 | 0 | 0 | 0.9965 | 60.6871 | 0 | 0 | 0 | 0.60475 | 1.0489 | 0.9965 | 0 | 0 | 0 | 4.5537 | 0 | 0.4442 | -0.4442 | 5.5318 | 92.1962 | 0.20677 | 1.0961 | 0.4838 | 0 | 5.1584
2007-07-30 16:00 | 0.15258 | 33.7696 | 106.4878 | 59.2081 | 0.15158 | 0.27042 | 2.3933 | 2.3933 | 1.7 | 0 | 0.5202 | 2.3933 | 11.2994 | 0 | 0 | 0 | 0.27042 | 0.72974 | 0.69325 | 0 | 0 | 0.49355 | 4.1095 | 0 | 0.45932 | -0.45932 | 5.0476 | 84.1269 | 0.20677 | 2.6326 | 0.21634 | 1.7 | 4.3799
2007-07-30 17:00 | 0.10432 | 19.5645 | 106.7141 | 73.2515 | 0.10342 | 0.18451 | 1.5264 | 1.5264 | 1.7 | 0 | 0.5202 | 1.5264 | 12.0875 | 0 | 0 | 0 | 0.18451 | 0 | 0 | 0.17359 | 0.16491 | 1.0039 | 3.6502 | 0.34941 | 0 | 0.34941 | 5.3791 | 89.6516 | 0.2068 | 1.6791 | 0.1476 | 1.7 | 3.8347
2007-07-30 18:00 | 0.045488 | 5.4215 | 108.091 | 87.4336 | 0.042024 | 0.074972 | 2.6142 | 2.6142 | 1.7 | 0 | 0.5202 | 2.6142 | 2.8679 | 0 | 0 | 0 | 0.074972 | 0.96228 | 0.91417 | 0 | 0 | 0.65449 | 3.9646 | 0 | 0.88731 | -0.88731 | 4.4438 | 74.0632 | 0.2068 | 2.8756 | 0.059977 | 1.7 | 4.0396
2007-07-30 19:00 | 0 | 0 | 110.5904 | 90 | 0 | 0 | 1.0343 | 1.0343 | 1.7 | 0 | 0.5202 | 1.0343 | 0 | 0 | 0 | 0 | 0 | 0 | 0 | 0.66574 | 0.63246 | 1.6404 | 3.0773 | 0.63246 | 0 | 0.63246 | 5.0438 | 84.0631 | 0.20687 | 1.1377 | 0 | 1.7 | 3.0773
2007-07-30 20:00 | 0 | 0 | 114.5298 | 90 | 0 | 0 | 0 | 0 | 0 | 0 | 0 | 0 | 0 | 0 | 0 | 0 | 0 | 0 | 0 | 0 | 0 | 1.0079 | 3.6465 | 0 | 0 | 0 | 5.0438 | 84.0631 | 0.20687 | 0 | 0 | 0 | 3.6465
2007-07-30 21:00 | 0 | 0 | 120.6953 | 90 | 0 | 0 | 1.6356 | 1.6356 | 1.7 | 0 | 0.5202 | 1.6356 | 0 | 0 | 0 | 0 | 0 | 0 | 0 | 0.064365 | 0.061147 | 1.0079 | 3.6465 | 0.061147 | 0 | 0.061147 | 5.1018 | 85.03 | 0.20688 | 1.7992 | 0 | 1.7 | 3.6465
2007-07-30 22:00 | 0 | 0 | 130.7446 | 90 | 0 | 0 | 0.31199 | 0.31199 | 0 | 0 | 0 | 0.31199 | 0 | 0 | 0 | 0 | 0 | 0.32841 | 0.31199 | 0 | 0 | 0.94679 | 3.7016 | 0 | 0.32841 | -0.32841 | 4.7556 | 79.2603 | 0.20688 | 0.34319 | 0 | 0 | 3.7016
2007-07-30 23:00 | 0 | 0 | 147.7918 | 90 | 0 | 0 | 0.04164 | 0.04164 | 0 | 0 | 0 | 0.04164 | 0 | 0 | 6.9389e-18 | 0 | 0 | 0.043832 | 0.04164 | 0 | 0 | 1.3117 | 3.3732 | 0 | 0.043832 | -0.043832 | 4.7094 | 78.4903 | 0.20688 | 0.045804 | 0 | 0 | 3.3732
2007-07-31 | 0 | 0 | 174.4374 | 90 | 0 | 0 | 0.30512 | 0.30512 | 0 | 0 | 0 | 0.30512 | 0 | 0 | 0 | 0 | 0 | 0.32118 | 0.30512 | 0 | 0 | 1.3604 | 3.3293 | 0 | 0.32118 | -0.32118 | 4.3709 | 72.8477 | 0.20688 | 0.33564 | 0 | 0 | 3.3293
2007-07-31 01:00 | 0 | 0 | -156.1791 | 90 | 0 | 0 | 0.1997 | 0.1997 | 0 | 0 | 0 | 0.1997 | 0 | 0 | 2.7756e-17 | 0 | 0 | 0.21021 | 0.1997 | 0 | 0 | 1.7173 | 3.0081 | 0 | 0.21021 | -0.21021 | 4.1493 | 69.1547 | 0.20688 | 0.21967 | 0 | 0 | 3.0081
2007-07-31 02:00 | 0 | 0 | -135.6049 | 90 | 0 | 0 | 0.39552 | 0.39552 | 0 | 0 | 0 | 0.39552 | 0 | 0 | 5.5511e-17 | 0 | 0 | 0.41633 | 0.39552 | 0 | 0 | 1.9508 | 2.7979 | 0 | 0.41633 | -0.41633 | 3.7104 | 61.8405 | 0.20688 | 0.43507 | 0 | 0 | 2.7979
2007-07-31 03:00 | 0 | 0 | -123.4741 | 90 | 0 | 0 | 0.69668 | 0.69668 | 0 | 0 | 0 | 0.69668 | 0 | 0 | 1.1102e-16 | 0 | 0 | 0.73335 | 0.69668 | 0 | 0 | 2.4134 | 2.3816 | 0 | 0.73335 | -0.73335 | 2.9374 | 48.9569 | 0.20688 | 0.76635 | 0 | 0 | 2.3816
2007-07-31 04:00 | 0 | 0 | -116.1814 | 90 | 0 | 0 | 0.24634 | 0.24634 | 0 | 0 | 0 | 0.24634 | 0 | 0 | 2.7756e-17 | 0 | 0 | 0.25931 | 0.24634 | 0 | 0 | 3.2283 | 1.6483 | 0 | 0.25931 | -0.25931 | 2.6641 | 44.4013 | 0.20688 | 0.27098 | 0 | 0 | 1.6483
2007-07-31 05:00 | 0 | 0 | -111.5744 | 90 | 0 | 0 | 0 | 0 | 0 | 0 | 0 | 0 | 0 | 0 | 0 | 0 | 0 | 0 | 0 | 0 | 0 | 3.5164 | 1.389 | 0 | 0 | 0 | 2.6641 | 44.4013 | 0.20688 | 0 | 0 | 0 | 1.389
2007-07-31 06:00 | 0.0095468 | 0.29908 | -108.6126 | 92.5764 | 0.0092767 | 0.01655 | 0.073826 | 0.073826 | 0 | 0 | 0 | 0.073826 | 22.4172 | 0 | 0 | 0 | 0.01655 | 0.077711 | 0.073826 | 0 | 0 | 3.5164 | 1.389 | 0 | 0.061161 | -0.061161 | 2.5996 | 43.3268 | 0.20688 | 0.081208 | 0.01324 | 0 | 1.4055
2007-07-31 07:00 | 0.10885 | 14.417 | -106.8342 | 78.3545 | 0.10635 | 0.18973 | 1.2431 | 1.2431 | 1.7 | 0 | 0.5202 | 1.2431 | 15.2627 | 0 | 0 | 0 | 0.18973 | 0 | 0 | 0.45689 | 0.43404 | 3.5843 | 1.3278 | 0.62378 | 0 | 0.62378 | 3.1914 | 53.1896 | 0.20694 | 1.3674 | 0.15179 | 1.7 | 1.5175
2007-07-31 08:00 | 0.11193 | 28.6295 | -106.1375 | 64.221 | 0.1112 | 0.19838 | 0.14057 | 0.14057 | 1.5932 | 0 | 0.49104 | 0.14057 | 141.1244 | 2.2204e-16 | 0 | 0 | 0.19838 | 0 | 0 | 1.4526 | 1.38 | 2.9606 | 1.8892 | 1.5784 | 0 | 1.5784 | 4.6888 | 78.1459 | 0.20696 | 0.15463 | 0.1587 | 1.7 | 2.0876
2007-07-31 09:00 | 0.16957 | 42.8461 | -106.8139 | 50.3346 | 0.16855 | 0.3007 | 2.8113 | 2.8113 | 1.7 | 0 | 0.5202 | 2.8113 | 10.6963 | 2.2204e-16 | 0 | 0.012396 | 0.3007 | 1.1698 | 1.1113 | 0 | 0 | 1.3822 | 3.3097 | 0 | 0.86905 | -0.86905 | 3.7727 | 62.8782 | 0.20696 | 3.0924 | 0.24056 | 1.7 | 3.6104
2007-07-31 10:00 | 0.2479 | 56.9246 | -110.0412 | 37.0414 | 0.24643 | 0.43963 | 1.696 | 1.696 | 1.7 | 0 | 0.5202 | 1.696 | 25.9217 | 0 | 0 | 0 | 0.43963 | 0 | 0 | 0.0040147 | 0.0038139 | 2.3478 | 2.4407 | 0.44344 | 0 | 0.44344 | 4.1934 | 69.8896 | 0.20699 | 1.8656 | 0.3517 | 1.7 | 2.8803
2007-07-31 11:00 | 0.10586 | 70.4147 | -120.5712 | 25.352 | 0.10531 | 0.18788 | 0 | 0 | 1.4526 | 0 | 0.45267 | 0 | 0 | 0 | 0 | 0 | 0.18788 | 0 | 0 | 1.4526 | 1.38 | 1.9044 | 2.8398 | 1.5679 | 0 | 1.5679 | 5.6808 | 94.6799 | 0.20698 | 0 | 0.1503 | 1.7 | 3.0276
2007-07-31 12:00 | 0.26043 | 80.2326 | -164.6655 | 18.6306 | 0.25897 | 0.46201 | 1.4543 | 1.4543 | 1.3351 | 0 | 0.42057 | 1.4543 | 31.7679 | 5.5511e-17 | 0 | 0 | 0.46201 | 0.12553 | 0.11926 | 0 | 0 | 0.33648 | 4.2509 | 0.33648 | 0 | 0.33648 | 6 | 100 | 0.20701 | 1.5998 | 0.36961 | 1.7 | 4.7129
2007-07-31 13:00 | 0.247 | 74.8139 | 129.5644 | 22.0406 | 0.24562 | 0.43818 | 2.0883 | 2.0883 | 1.672 | 0 | 0.51256 | 2.0883 | 20.9826 | 0 | 0 | 0 | 0.43818 | 0.43818 | 0.41627 | 0 | 0 | 0 | 4.5537 | 0 | 0 | 0 | 6 | 100 | 0.20701 | 2.2971 | 0.35054 | 1.7 | 4.9919
2007-07-31 14:00 | 0.47323 | 61.9165 | 112.4791 | 32.5349 | 0.46689 | 0.83293 | 0 | 0 | 0 | 0 | 0 | 0 | 0 | 0.83293 | 0 | 0 | 0.83293 | 0 | 0 | 0 | 0 | 0 | 4.5537 | 0 | 0 | 0 | 6 | 100 | 0.20701 | 0 | 0.66635 | 0 | 5.3866
2007-07-31 15:00 | 0.34708 | 47.9616 | 107.5698 | 45.4323 | 0.34319 | 0.61225 | 0.30144 | 0.30144 | 0 | 0 | 0 | 0.30144 | 203.1084 | 0.29494 | 0 | 0 | 0.61225 | 0.31731 | 0.30144 | 0 | 0 | 0 | 4.5537 | 0 | 0 | 0 | 6 | 100 | 0.20701 | 0.33158 | 0.4898 | 0 | 5.1659
2007-07-31 16:00 | 0.070169 | 33.7721 | 106.1906 | 59.1622 | 0.069777 | 0.12448 | 0 | 0 | 0 | 0 | 0 | 0 | 0 | 0.12448 | 0 | 0 | 0.12448 | 0 | 0 | 0 | 0 | 0 | 4.5537 | 0 | 0 | 0 | 6 | 100 | 0.20701 | 0 | 0.099586 | 0 | 4.6782
2007-07-31 17:00 | 0.11566 | 19.5469 | 106.4527 | 73.2302 | 0.11451 | 0.20429 | 0 | 0 | 0 | 0 | 0 | 0 | 0 | 0.20429 | 0 | 0 | 0.20429 | 0 | 0 | 0 | 0 | 0 | 4.5537 | 0 | 0 | 0 | 6 | 100 | 0.20701 | 0 | 0.16343 | 0 | 4.758
2007-07-31 18:00 | 0.060127 | 5.3846 | 107.8456 | 87.4336 | 0.047794 | 0.085264 | 1.4471 | 1.4471 | 1.3661 | 0 | 0.42903 | 1.4471 | 5.8922 | 0 | 0 | 0 | 0.085264 | 0.085264 | 0.081001 | 0 | 0 | 0 | 4.5537 | 0 | 0 | 0 | 6 | 100 | 0.20701 | 1.5918 | 0.068211 | 1.7 | 4.639
2007-07-31 19:00 | 0 | 0 | 110.3474 | 90 | 0 | 0 | 0.59303 | 0.59303 | 0 | 0 | 0 | 0.59303 | 0 | 0 | 1.1102e-16 | 0 | 0 | 0.62425 | 0.59303 | 0 | 0 | 0 | 4.5537 | 0 | 0.62425 | -0.62425 | 5.342 | 89.0331 | 0.20701 | 0.65234 | 0 | 0 | 4.5537
2007-07-31 20:00 | 0 | 0 | 114.2778 | 90 | 0 | 0 | 2.2047 | 2.2047 | 1.7 | 0 | 0.5202 | 2.2047 | 0 | 0 | 0 | 0 | 0 | 0.53121 | 0.50465 | 0 | 0 | 0.69361 | 3.9294 | 0 | 0.53121 | -0.53121 | 4.782 | 79.7007 | 0.20701 | 2.4251 | 0 | 1.7 | 3.9294
2007-07-31 21:00 | 0 | 0 | 120.4253 | 90 | 0 | 0 | 2.1136 | 2.1136 | 1.7 | 0 | 0.5202 | 2.1136 | 0 | 0 | 0 | 0 | 0 | 0.4354 | 0.41363 | 0 | 0 | 1.2838 | 3.3982 | 0 | 0.4354 | -0.4354 | 4.3231 | 72.0514 | 0.20701 | 2.325 | 0 | 1.7 | 3.3982
2007-07-31 22:00 | 0 | 0 | 130.4585 | 90 | 0 | 0 | 0.18974 | 0.18974 | 1.6424 | 0 | 0.50447 | 0.18974 | 0 | 0 | 0 | 0 | 0 | 0 | 0 | 1.4526 | 1.38 | 1.7676 | 2.9628 | 1.38 | 0 | 1.38 | 5.6323 | 93.8711 | 0.20708 | 0.20871 | 0 | 1.7 | 2.9628
2007-07-31 23:00 | 0 | 0 | 147.5424 | 90 | 0 | 0 | 0.52738 | 0.52738 | 0 | 0 | 0 | 0.52738 | 0 | 0 | 1.1102e-16 | 0 | 0 | 0.55514 | 0.52738 | 0 | 0 | 0.38763 | 4.2048 | 0 | 0.55514 | -0.55514 | 5.0471 | 84.1183 | 0.20708 | 0.58012 | 0 | 0 | 4.2048
2007-08-01 | 0 | 0 | 174.3954 | 90 | 0 | 0 | 0.68049 | 0.68049 | 0 | 0 | 0 | 0.68049 | 0 | 0 | 0 | 0 | 0 | 0.7163 | 0.68049 | 0 | 0 | 1.0044 | 3.6497 | 0 | 0.7163 | -0.7163 | 4.2921 | 71.5342 | 0.20708 | 0.74853 | 0 | 0 | 3.6497
2007-08-01 01:00 | 0 | 0 | -155.9539 | 90 | 0 | 0 | 0.14608 | 0.14608 | 0 | 0 | 0 | 0.14608 | 0 | 0 | 0 | 0 | 0 | 0.15376 | 0.14608 | 0 | 0 | 1.8003 | 2.9334 | 0 | 0.15376 | -0.15376 | 4.13 | 68.8329 | 0.20708 | 0.16068 | 0 | 0 | 2.9334
2007-08-01 02:00 | 0 | 0 | -135.3012 | 90 | 0 | 0 | 0.11093 | 0.11093 | 0 | 0 | 0 | 0.11093 | 0 | 0 | 1.3878e-17 | 0 | 0 | 0.11676 | 0.11093 | 0 | 0 | 1.9712 | 2.7796 | 0 | 0.11676 | -0.11676 | 4.0069 | 66.7815 | 0.20708 | 0.12202 | 0 | 0 | 2.7796
2007-08-01 03:00 | 0 | 0 | -123.1831 | 90 | 0 | 0 | 0.42645 | 0.42645 | 0 | 0 | 0 | 0.42645 | 0 | 0 | 0 | 0 | 0 | 0.4489 | 0.42645 | 0 | 0 | 2.1009 | 2.6629 | 0 | 0.4489 | -0.4489 | 3.5337 | 58.8952 | 0.20708 | 0.4691 | 0 | 0 | 2.6629
2007-08-01 04:00 | 0 | 0 | -115.9135 | 90 | 0 | 0 | 0 | 0 | 0 | 0 | 0 | 0 | 0 | 0 | 0 | 0 | 0 | 0 | 0 | 0 | 0 | 2.5997 | 2.214 | 0 | 0 | 0 | 3.5337 | 58.8952 | 0.20708 | 0 | 0 | 0 | 2.214
2007-08-01 05:00 | 0 | 0 | -111.3212 | 90 | 0 | 0 | 0.17508 | 0.17508 | 0 | 0 | 0 | 0.17508 | 0 | 0 | 0 | 0 | 0 | 0.1843 | 0.17508 | 0 | 0 | 2.5997 | 2.214 | 0 | 0.1843 | -0.1843 | 3.3395 | 55.6575 | 0.20708 | 0.19259 | 0 | 0 | 2.214
2007-08-01 06:00 | 0.0035948 | 0.26398 | -108.3625 | 92.5738 | 0.0035486 | 0.0063307 | 0.11383 | 0.11383 | 0 | 0 | 0 | 0.11383 | 5.5618 | 0 | 1.3878e-17 | 0 | 0.0063307 | 0.11982 | 0.11383 | 0 | 0 | 2.8045 | 2.0297 | 0 | 0.11349 | -0.11349 | 3.2198 | 53.6638 | 0.20708 | 0.12521 | 0.0050646 | 0 | 2.036
2007-08-01 07:00 | 0.063781 | 14.4017 | -106.574 | 78.331 | 0.06323 | 0.1128 | 1.4457 | 1.4457 | 1.7 | 0 | 0.5202 | 1.4457 | 7.8027 | 0 | 0 | 0 | 0.1128 | 0 | 0 | 0.25431 | 0.2416 | 2.9306 | 1.9162 | 0.3544 | 0 | 0.3544 | 3.556 | 59.2673 | 0.20712 | 1.5903 | 0.090242 | 1.7 | 2.029
2007-08-01 08:00 | 0.10764 | 28.6338 | -105.8498 | 64.1744 | 0.10695 | 0.1908 | 3.6639 | 3.08 | 1.7 | 0 | 0.5202 | 3.08 | 6.1947 | 2.2204e-16 | 0.5839 | 0.95029 | 0.1908 | 1.4526 | 1.38 | 0 | 0 | 2.5762 | 2.2351 | 0 | 1.2618 | -1.2618 | 2.226 | 37.0992 | 0.20712 | 4.0303 | 0.15264 | 1.7 | 2.4259
2007-08-01 09:00 | 0.17445 | 42.873 | -106.4713 | 50.2592 | 0.1734 | 0.30935 | 0.30713 | 0.30713 | 1.7 | 0 | 0.5202 | 0.30713 | 100.7225 | 0 | 0 | 0 | 0.30935 | 0 | 0 | 1.3929 | 1.3232 | 3.9782 | 0.9733 | 1.6326 | 0 | 1.6326 | 3.7748 | 62.9124 | 0.20716 | 0.33784 | 0.24748 | 1.7 | 1.2827
2007-08-01 10:00 | 0.13273 | 56.9826 | -109.5905 | 36.9249 | 0.13201 | 0.23551 | 0 | 0 | 1.4526 | 0 | 0.45267 | 0 | 0 | 0 | 0 | 0 | 0.23551 | 0 | 0 | 1.4526 | 1.38 | 2.3456 | 2.4426 | 1.6155 | 0 | 1.6155 | 5.3074 | 88.4558 | 0.20714 | 0 | 0.18841 | 1.7 | 2.6781
2007-08-01 11:00 | 0.097145 | 70.531 | -119.9006 | 25.1704 | 0.096642 | 0.17241 | 1.0967 | 1.0967 | 0 | 0 | 0 | 1.0967 | 15.721 | 0 | 0 | 0 | 0.17241 | 1.1544 | 1.0967 | 0 | 0 | 0.73012 | 3.8966 | 0 | 0.98199 | -0.98199 | 4.2722 | 71.204 | 0.20714 | 1.2064 | 0.13793 | 0 | 4.069
2007-08-01 12:00 | 0.085395 | 80.4768 | -164.2817 | 18.38 | 0.084958 | 0.15156 | 1.5906 | 1.5906 | 1.7 | 0 | 0.5202 | 1.5906 | 9.529 | 0 | 0 | 0 | 0.15156 | 0 | 0 | 0.10943 | 0.10396 | 1.8212 | 2.9146 | 0.25552 | 0 | 0.25552 | 4.5147 | 75.2442 | 0.20716 | 1.7496 | 0.12125 | 1.7 | 3.0662
2007-08-01 13:00 | 0.19485 | 74.9582 | 128.7694 | 21.8367 | 0.19379 | 0.34573 | 1.8565 | 1.8565 | 1.7 | 0 | 0.5202 | 1.8565 | 18.6222 | 0 | 0 | 0 | 0.34573 | 0.16476 | 0.15652 | 0 | 0 | 1.5657 | 3.1446 | 0.18097 | 0 | 0.18097 | 4.6863 | 78.1055 | 0.20718 | 2.0422 | 0.27658 | 1.7 | 3.4903
2007-08-01 14:00 | 0.11348 | 61.9785 | 111.9586 | 32.4089 | 0.11288 | 0.20138 | 2.0595 | 2.0595 | 1.7 | 0 | 0.5202 | 2.0595 | 9.7782 | 5.5511e-17 | 0 | 0 | 0.20138 | 0.37839 | 0.35947 | 0 | 0 | 1.3847 | 3.3074 | 0 | 0.17701 | -0.17701 | 4.4997 | 74.9957 | 0.20718 | 2.2654 | 0.1611 | 1.7 | 3.5088
2007-08-01 15:00 | 0.12919 | 47.9858 | 107.1943 | 45.3558 | 0.12847 | 0.22919 | 0 | 0 | 1.4234 | 0 | 0.44469 | 0 | 0 | 0 | 0 | 0 | 0.22919 | 0 | 0 | 1.4234 | 1.3522 | 1.5814 | 3.1304 | 1.5814 | 0 | 1.5814 | 6 | 100 | 0.20715 | 0 | 0.18335 | 1.7 | 3.3596
2007-08-01 16:00 | 0.07078 | 33.7715 | 105.8868 | 59.1184 | 0.070384 | 0.12557 | 0.72814 | 0.72814 | 0 | 0 | 0 | 0.72814 | 17.2448 | 0 | 0 | 0 | 0.12557 | 0.76646 | 0.72814 | 0 | 0 | 0 | 4.5537 | 0 | 0.64089 | -0.64089 | 5.3244 | 88.7407 | 0.20715 | 0.80095 | 0.10045 | 0 | 4.6793
2007-08-01 17:00 | 0.056141 | 19.5261 | 106.1856 | 73.2112 | 0.055772 | 0.099497 | 2.3385 | 2.3385 | 1.7 | 0 | 0.5202 | 2.3385 | 4.2547 | 0 | 0 | 0 | 0.099497 | 0.67216 | 0.63855 | 0 | 0 | 0.7121 | 3.9128 | 0 | 0.57266 | -0.57266 | 4.7208 | 78.6801 | 0.20715 | 2.5724 | 0.079598 | 1.7 | 4.0123
2007-08-01 18:00 | 0.064505 | 5.3444 | 107.5952 | 87.436 | 0.048085 | 0.085783 | 0.40417 | 0.40417 | 1.7 | 0 | 0.5202 | 0.40417 | 21.2244 | 0 | 0 | 0 | 0.085783 | 0 | 0 | 1.2958 | 1.231 | 1.3484 | 3.3401 | 1.3168 | 0 | 1.3168 | 5.9701 | 99.5008 | 0.20726 | 0.44459 | 0.068627 | 1.7 | 3.4259
2007-08-01 19:00 | 0 | 0 | 110.0995 | 90 | 0 | 0 | 0.11584 | 0.11584 | 0 | 0 | 0 | 0.11584 | 0 | 0 | 0 | 0 | 0 | 0.12194 | 0.11584 | 0 | 0 | 0.031573 | 4.5253 | 0 | 0.12194 | -0.12194 | 5.8415 | 97.3585 | 0.20726 | 0.12743 | 0 | 0 | 4.5253
2007-08-01 20:00 | 0 | 0 | 114.0208 | 90 | 0 | 0 | 0 | 0 | 0 | 0 | 0 | 0 | 0 | 0 | 0 | 0 | 0 | 0 | 0 | 0 | 0 | 0.16706 | 4.4033 | 0 | 0 | 0 | 5.8415 | 97.3585 | 0.20726 | 0 | 0 | 0 | 4.4033
2007-08-01 21:00 | 0 | 0 | 120.1498 | 90 | 0 | 0 | 0 | 0 | 0 | 0 | 0 | 0 | 0 | 0 | 0 | 0 | 0 | 0 | 0 | 0 | 0 | 0.16706 | 4.4033 | 0 | 0 | 0 | 5.8415 | 97.3585 | 0.20726 | 0 | 0 | 0 | 4.4033
2007-08-01 22:00 | 0 | 0 | 130.1665 | 90 | 0 | 0 | 0 | 0 | 0 | 0 | 0 | 0 | 0 | 0 | 0 | 0 | 0 | 0 | 0 | 0 | 0 | 0.16706 | 4.4033 | 0 | 0 | 0 | 5.8415 | 97.3585 | 0.20726 | 0 | 0 | 0 | 4.4033
2007-08-01 23:00 | 0 | 0 | 147.2883 | 90 | 0 | 0 | 0.4227 | 0.4227 | 0 | 0 | 0 | 0.4227 | 0 | 0 | 5.5511e-17 | 0 | 0 | 0.44495 | 0.4227 | 0 | 0 | 0.16706 | 4.4033 | 0 | 0.44495 | -0.44495 | 5.3725 | 89.5415 | 0.20726 | 0.46497 | 0 | 0 | 4.4033
2007-08-02 | 0 | 0 | 174.357 | 90 | 0 | 0 | 0.55821 | 0.55821 | 0 | 0 | 0 | 0.55821 | 0 | 0 | 1.1102e-16 | 0 | 0 | 0.58759 | 0.55821 | 0 | 0 | 0.66145 | 3.9584 | 0 | 0.58759 | -0.58759 | 4.7531 | 79.2187 | 0.20726 | 0.61403 | 0 | 0 | 3.9584
2007-08-02 01:00 | 0 | 0 | -155.7164 | 90 | 0 | 0 | 0.18859 | 0.18859 | 0 | 0 | 0 | 0.18859 | 0 | 0 | 0 | 0 | 0 | 0.19852 | 0.18859 | 0 | 0 | 1.3143 | 3.3708 | 0 | 0.19852 | -0.19852 | 4.5439 | 75.7311 | 0.20726 | 0.20745 | 0 | 0 | 3.3708
2007-08-02 02:00 | 0 | 0 | -134.9861 | 90 | 0 | 0 | 0.20904 | 0.20904 | 0 | 0 | 0 | 0.20904 | 0 | 0 | 2.7756e-17 | 0 | 0 | 0.22005 | 0.20904 | 0 | 0 | 1.5349 | 3.1723 | 0 | 0.22005 | -0.22005 | 4.3119 | 71.8652 | 0.20726 | 0.22995 | 0 | 0 | 3.1723
2007-08-02 03:00 | 0 | 0 | -122.8833 | 90 | 0 | 0 | 0.3062 | 0.3062 | 0 | 0 | 0 | 0.3062 | 0 | 0 | 5.5511e-17 | 0 | 0 | 0.32232 | 0.3062 | 0 | 0 | 1.7794 | 2.9522 | 0 | 0.32232 | -0.32232 | 3.9722 | 66.2027 | 0.20726 | 0.33682 | 0 | 0 | 2.9522
2007-08-02 04:00 | 0 | 0 | -115.6386 | 90 | 0 | 0 | 0.15169 | 0.15169 | 0 | 0 | 0 | 0.15169 | 0 | 0 | 2.7756e-17 | 0 | 0 | 0.15967 | 0.15169 | 0 | 0 | 2.1375 | 2.6299 | 0 | 0.15967 | -0.15967 | 3.8039 | 63.3976 | 0.20726 | 0.16686 | 0 | 0 | 2.6299
2007-08-02 05:00 | 0 | 0 | -111.0619 | 90 | 0 | 0 | 0 | 0 | 0 | 0 | 0 | 0 | 0 | 0 | 0 | 0 | 0 | 0 | 0 | 0 | 0 | 2.3149 | 2.4702 | 0 | 0 | 0 | 3.8039 | 63.3976 | 0.20726 | 0 | 0 | 0 | 2.4702
2007-08-02 06:00 | 0.0060469 | 0.23048 | -108.1067 | 92.5688 | 0.0059318 | 0.010582 | 0 | 0 | 0 | 0 | 0 | 0 | 0 | 0 | 0 | 0 | 0.010582 | 0 | 0 | 0 | 0 | 2.3149 | 2.4702 | 0.010582 | 0 | 0.010582 | 3.8139 | 63.5649 | 0.20726 | 0 | 0.0084659 | 0 | 2.4808
2007-08-02 07:00 | 0.045911 | 14.3881 | -106.308 | 78.3048 | 0.045569 | 0.081296 | 1.6504 | 1.6504 | 1.7 | 0 | 0.5202 | 1.6504 | 4.9257 | 0 | 0 | 0 | 0.081296 | 0 | 0 | 0.049565 | 0.047087 | 2.3044 | 2.4798 | 0.12838 | 0 | 0.12838 | 3.9357 | 65.5948 | 0.20727 | 1.8155 | 0.065037 | 1.7 | 2.5611
2007-08-02 08:00 | 0.054303 | 28.64 | -105.5559 | 64.1249 | 0.053999 | 0.096334 | 1.6475 | 1.6475 | 1.7 | 0 | 0.5202 | 1.6475 | 5.8473 | 0 | 0 | 0 | 0.096334 | 0 | 0 | 0.052515 | 0.04989 | 2.176 | 2.5953 | 0.14622 | 0 | 0.14622 | 4.0744 | 67.9068 | 0.20728 | 1.8122 | 0.077067 | 1.7 | 2.6916
2007-08-02 09:00 | 0.10091 | 42.9017 | -106.1214 | 50.1807 | 0.10036 | 0.17904 | 1.8177 | 1.8177 | 1.7 | 0 | 0.5202 | 1.8177 | 9.85 | 0 | 0 | 0 | 0.17904 | 0.12386 | 0.11766 | 0 | 0 | 2.0298 | 2.7269 | 0.055182 | 0 | 0.055182 | 4.1268 | 68.7793 | 0.20728 | 1.9994 | 0.14323 | 1.7 | 2.9059
2007-08-02 10:00 | 0.05654 | 57.0425 | -109.1296 | 36.8049 | 0.056251 | 0.10035 | 2.6844 | 2.6844 | 1.7 | 0 | 0.5202 | 2.6844 | 3.7383 | 0 | 0 | 0 | 0.10035 | 1.0362 | 0.98439 | 0 | 0 | 1.9746 | 2.7766 | 0 | 0.93585 | -0.93585 | 3.1403 | 52.3382 | 0.20728 | 2.9528 | 0.080281 | 1.7 | 2.8769
2007-08-02 11:00 | 0.036076 | 70.6494 | -119.2108 | 24.9845 | 0.035895 | 0.064037 | 0 | 0 | 1.4526 | 0 | 0.45267 | 0 | 0 | 0 | 0 | 0 | 0.064037 | 0 | 0 | 1.4526 | 1.38 | 3.0144 | 1.8407 | 1.444 | 0 | 1.444 | 4.5102 | 75.1704 | 0.20729 | 0 | 0.05123 | 1.7 | 1.9048
2007-08-02 12:00 | 0.06707 | 80.7264 | -163.8833 | 18.1238 | 0.066729 | 0.11905 | 1.9506 | 1.9506 | 1.7 | 0 | 0.5202 | 1.9506 | 6.1029 | 0 | 0 | 0 | 0.11905 | 0.26382 | 0.25063 | 0 | 0 | 1.5704 | 3.1404 | 0 | 0.14477 | -0.14477 | 4.3576 | 72.6269 | 0.20729 | 2.1457 | 0.095236 | 1.7 | 3.2594
2007-08-02 13:00 | 0.12312 | 75.1006 | 127.9367 | 21.6309 | 0.12248 | 0.21851 | 0 | 0 | 1.4526 | 0 | 0.45267 | 0 | 0 | 0 | 0 | 0 | 0.21851 | 0 | 0 | 1.4526 | 1.38 | 1.7312 | 2.9956 | 1.5985 | 0 | 1.5985 | 5.8741 | 97.9015 | 0.20728 | 0 | 0.17481 | 1.7 | 3.2141
2007-08-02 14:00 | 0.14644 | 62.0376 | 111.4235 | 32.2836 | 0.14566 | 0.25985 | 0.74514 | 0.74514 | 0 | 0 | 0 | 0.74514 | 34.8723 | 0 | 0 | 0 | 0.25985 | 0.78436 | 0.74514 | 0 | 0 | 0.13272 | 4.4342 | 0 | 0.52451 | -0.52451 | 5.3212 | 88.6868 | 0.20728 | 0.81966 | 0.20788 | 0 | 4.6941
2007-08-02 15:00 | 0.07454 | 48.0068 | 106.8101 | 45.2809 | 0.074148 | 0.13228 | 1.0411 | 1.0411 | 0 | 0 | 0 | 1.0411 | 12.706 | 0 | 2.2204e-16 | 0 | 0.13228 | 1.0959 | 1.0411 | 0 | 0 | 0.71551 | 3.9097 | 0 | 0.96359 | -0.96359 | 4.3055 | 71.7583 | 0.20728 | 1.1452 | 0.10582 | 0 | 4.042
2007-08-02 16:00 | 0.066462 | 33.7678 | 105.5765 | 59.0766 | 0.066095 | 0.11791 | 2.6728 | 2.6728 | 1.7 | 0 | 0.5202 | 2.6728 | 4.4115 | 0 | 0 | 0 | 0.11791 | 1.024 | 0.97284 | 0 | 0 | 1.7862 | 2.9461 | 0 | 0.90613 | -0.90613 | 3.3504 | 55.8393 | 0.20728 | 2.9401 | 0.09433 | 1.7 | 3.0641
2007-08-02 17:00 | 0.059882 | 19.502 | 105.9131 | 73.1944 | 0.059483 | 0.10612 | 0 | 0 | 1.4526 | 0 | 0.45267 | 0 | 0 | 0 | 0 | 0 | 0.10612 | 0 | 0 | 1.4526 | 1.38 | 2.793 | 2.04 | 1.4861 | 0 | 1.4861 | 4.7602 | 79.3368 | 0.20728 | 0 | 0.084893 | 1.7 | 2.1461
2007-08-02 18:00 | 0.054571 | 5.3008 | 107.3398 | 87.441 | 0.04614 | 0.082314 | 1.8292 | 1.8292 | 1.7 | 0 | 0.5202 | 1.8292 | 4.5 | 0 | 0 | 0 | 0.082314 | 0.136 | 0.1292 | 0 | 0 | 1.3069 | 3.3775 | 0 | 0.053689 | -0.053689 | 4.7036 | 78.3936 | 0.20728 | 2.0121 | 0.065851 | 1.7 | 3.4598
2007-08-02 19:00 | 0 | 0 | 109.8468 | 90 | 0 | 0 | 3.5947 | 3.08 | 1.7 | 0 | 0.5202 | 3.08 | 0 | 0 | 0.51473 | 0.8742 | 0 | 1.4526 | 1.38 | 0 | 0 | 1.3665 | 3.3238 | 0 | 1.4526 | -1.4526 | 3.1724 | 52.8735 | 0.20728 | 3.9542 | 0 | 1.7 | 3.3238
2007-08-02 20:00 | 0 | 0 | 113.7588 | 90 | 0 | 0 | 0.51788 | 0.51788 | 1.7 | 0 | 0.5202 | 0.51788 | 0 | 0 | 0 | 0 | 0 | 0 | 0 | 1.1821 | 1.123 | 2.9805 | 1.8712 | 1.123 | 0 | 1.123 | 4.2378 | 70.6299 | 0.20739 | 0.56967 | 0 | 1.7 | 1.8712
2007-08-02 21:00 | 0 | 0 | 119.869 | 90 | 0 | 0 | 1.4835 | 1.4835 | 1.7 | 0 | 0.5202 | 1.4835 | 0 | 0 | 0 | 0 | 0 | 0 | 0 | 0.21648 | 0.20565 | 1.8575 | 2.8819 | 0.20565 | 0 | 0.20565 | 4.4329 | 73.8816 | 0.20742 | 1.6319 | 0 | 1.7 | 2.8819
2007-08-02 22:00 | 0 | 0 | 129.8686 | 90 | 0 | 0 | 0.17523 | 0.17523 | 1.6279 | 0 | 0.50051 | 0.17523 | 0 | 2.2204e-16 | 0 | 0 | 0 | 0 | 0 | 1.4526 | 1.38 | 1.6519 | 3.067 | 1.38 | 0 | 1.38 | 5.7421 | 95.7013 | 0.20749 | 0.19275 | 0 | 1.7 | 3.067
2007-08-02 23:00 | 0 | 0 | 147.0294 | 90 | 0 | 0 | 0.36681 | 0.36681 | 0 | 0 | 0 | 0.36681 | 0 | 0 | 5.5511e-17 | 0 | 0 | 0.38612 | 0.36681 | 0 | 0 | 0.27188 | 4.309 | 0 | 0.38612 | -0.38612 | 5.3351 | 88.9179 | 0.20749 | 0.40349 | 0 | 0 | 4.309
2007-08-03 | 0 | 0 | 174.3224 | 90 | 0 | 0 | 0.3978 | 0.3978 | 0 | 0 | 0 | 0.3978 | 0 | 0 | 5.5511e-17 | 0 | 0 | 0.41873 | 0.3978 | 0 | 0 | 0.7009 | 3.9229 | 0 | 0.41873 | -0.41873 | 4.8937 | 81.5615 | 0.20749 | 0.43758 | 0 | 0 | 3.9229
2007-08-03 01:00 | 0 | 0 | -155.466 | 90 | 0 | 0 | 0.19845 | 0.19845 | 0 | 0 | 0 | 0.19845 | 0 | 0 | 2.7756e-17 | 0 | 0 | 0.20889 | 0.19845 | 0 | 0 | 1.1662 | 3.5042 | 0 | 0.20889 | -0.20889 | 4.6735 | 77.8916 | 0.20749 | 0.21829 | 0 | 0 | 3.5042
2007-08-03 02:00 | 0 | 0 | -134.6594 | 90 | 0 | 0 | 0.46864 | 0.46864 | 0 | 0 | 0 | 0.46864 | 0 | 0 | 5.5511e-17 | 0 | 0 | 0.49331 | 0.46864 | 0 | 0 | 1.3983 | 3.2953 | 0 | 0.49331 | -0.49331 | 4.1535 | 69.2251 | 0.20749 | 0.5155 | 0 | 0 | 3.2953
2007-08-03 03:00 | 0 | 0 | -122.5747 | 90 | 0 | 0 | 0.20329 | 0.20329 | 0 | 0 | 0 | 0.20329 | 0 | 0 | 2.7756e-17 | 0 | 0 | 0.21399 | 0.20329 | 0 | 0 | 1.9464 | 2.802 | 0 | 0.21399 | -0.21399 | 3.928 | 65.4657 | 0.20749 | 0.22362 | 0 | 0 | 2.802
2007-08-03 04:00 | 0 | 0 | -115.3567 | 90 | 0 | 0 | 0 | 0 | 0 | 0 | 0 | 0 | 0 | 0 | 0 | 0 | 0 | 0 | 0 | 0 | 0 | 2.1841 | 2.588 | 0 | 0 | 0 | 3.928 | 65.4657 | 0.20749 | 0 | 0 | 0 | 2.588
2007-08-03 05:00 | 0 | 0 | -110.7966 | 90 | 0 | 0 | 0.079536 | 0.079536 | 0 | 0 | 0 | 0.079536 | 0 | 0 | 0 | 0 | 0 | 0.083723 | 0.079536 | 0 | 0 | 2.1841 | 2.588 | 0 | 0.083723 | -0.083723 | 3.8397 | 63.9949 | 0.20749 | 0.08749 | 0 | 0 | 2.588
2007-08-03 06:00 | 0.0011536 | 0.19862 | -107.8453 | 92.5612 | 0.0011451 | 0.0020428 | 0.51156 | 0.51156 | 0 | 0 | 0 | 0.51156 | 0.39933 | 0 | 1.1102e-16 | 0 | 0.0020428 | 0.53849 | 0.51156 | 0 | 0 | 2.2772 | 2.5042 | 0 | 0.53644 | -0.53644 | 3.2742 | 54.5706 | 0.20749 | 0.56272 | 0.0016343 | 0 | 2.5063
2007-08-03 07:00 | 0.026676 | 14.3763 | -106.0363 | 78.276 | 0.026508 | 0.047291 | 2.5893 | 2.5893 | 1.7 | 0 | 0.5202 | 2.5893 | 1.8264 | 1.1102e-16 | 0 | 0 | 0.047291 | 0.93613 | 0.88932 | 0 | 0 | 2.8732 | 1.9678 | 0 | 0.88883 | -0.88883 | 2.3373 | 38.9554 | 0.20749 | 2.8483 | 0.037833 | 1.7 | 2.0151
2007-08-03 08:00 | 0.038935 | 28.6481 | -105.2559 | 64.0727 | 0.038724 | 0.069084 | 2.4152 | 2.4152 | 1.7 | 0 | 0.5202 | 2.4152 | 2.8604 | 0 | 0 | 0 | 0.069084 | 0.7528 | 0.71516 | 0 | 0 | 3.8608 | 1.079 | 0 | 0.68371 | -0.68371 | 1.6166 | 26.9438 | 0.20749 | 2.6567 | 0.055267 | 1.7 | 1.148
2007-08-03 09:00 | 0.10588 | 42.9323 | -105.7642 | 50.0993 | 0.1053 | 0.18785 | 1.8679 | 1.8679 | 1.7 | 0 | 0.5202 | 1.8679 | 10.0567 | 0 | 0 | 0 | 0.18785 | 0.17671 | 0.16788 | 0 | 0 | 4.6205 | 0.39525 | 0.011135 | 0 | 0.011135 | 1.6272 | 27.1198 | 0.20749 | 2.0547 | 0.15028 | 1.7 | 0.5831
2007-08-03 10:00 | 0.16558 | 57.1042 | -108.6585 | 36.6815 | 0.16467 | 0.29377 | 2.4305 | 2.3641 | 1.7 | 0 | 0.5202 | 2.3641 | 12.4265 | 0 | 0.066386 | 0.5327 | 0.29377 | 0.69904 | 0.66409 | 0 | 0 | 4.6094 | 0.40527 | 0 | 0.40527 | -0.40527 | 1.2 | 20 | 0.20749 | 2.6735 | 0.23502 | 1.7 | 0.69904
2007-08-03 11:00 | 0.17787 | 70.7697 | -118.5015 | 24.7943 | 0.17691 | 0.31561 | 0 | 0 | 1.4526 | 0 | 0.45267 | 0 | 0 | 0 | 0 | 0 | 0.31561 | 0 | 0 | 1.4526 | 1.38 | 5.0597 | 0 | 1.6956 | 0 | 1.6956 | 2.8086 | 46.8099 | 0.20745 | 0 | 0.25249 | 1.7 | 0.31561
2007-08-03 12:00 | 0.13407 | 80.9814 | -163.4686 | 17.862 | 0.13337 | 0.23794 | 1.7778 | 1.7778 | 1.7 | 0 | 0.5202 | 1.7778 | 13.3836 | 0 | 0 | 0 | 0.23794 | 0.081942 | 0.077845 | 0 | 0 | 3.364 | 1.526 | 0.156 | 0 | 0.156 | 2.9566 | 49.2764 | 0.20746 | 1.9556 | 0.19035 | 1.7 | 1.764
2007-08-03 13:00 | 0.067977 | 75.2408 | 127.0656 | 21.4233 | 0.067632 | 0.12066 | 0.56899 | 0.56899 | 1.7 | 0 | 0.5202 | 0.56899 | 21.2053 | 0 | 0 | 0 | 0.12066 | 0 | 0 | 1.131 | 1.0745 | 3.2081 | 1.6664 | 1.1951 | 0 | 1.1951 | 4.0904 | 68.1728 | 0.20758 | 0.62588 | 0.096524 | 1.7 | 1.7871
2007-08-03 14:00 | 0.023893 | 62.0934 | 110.874 | 32.1593 | 0.023773 | 0.042412 | 0.6079 | 0.6079 | 1.7 | 0 | 0.5202 | 0.6079 | 6.9767 | 0 | 0 | 0 | 0.042412 | 0 | 0 | 1.0921 | 1.0375 | 2.0129 | 2.7421 | 1.0799 | 0 | 1.0799 | 5.1149 | 85.2476 | 0.20769 | 0.66869 | 0.033929 | 1.7 | 2.7845
2007-08-03 15:00 | 0.062216 | 48.0246 | 106.4172 | 45.2078 | 0.061892 | 0.11042 | 0 | 0 | 0 | 0 | 0 | 0 | 0 | 0 | 0 | 0 | 0.11042 | 0 | 0 | 0 | 0 | 0.93302 | 3.714 | 0.11042 | 0 | 0.11042 | 5.2196 | 86.9934 | 0.20767 | 0 | 0.088332 | 0 | 3.8244
2007-08-03 16:00 | 0.034186 | 33.7609 | 105.2598 | 59.037 | 0.034007 | 0.060669 | 0.82645 | 0.82645 | 0 | 0 | 0 | 0.82645 | 7.3408 | 0 | 0 | 0 | 0.060669 | 0.86995 | 0.82645 | 0 | 0 | 0.82261 | 3.8133 | 0 | 0.80928 | -0.80928 | 4.3666 | 72.7758 | 0.20767 | 0.9091 | 0.048535 | 0 | 3.874
2007-08-03 17:00 | 0.021301 | 19.4747 | 105.6352 | 73.1801 | 0.021184 | 0.037792 | 1.1602 | 1.1602 | 0 | 0 | 0 | 1.1602 | 3.2575 | 0 | 2.2204e-16 | 0 | 0.037792 | 1.2212 | 1.1602 | 0 | 0 | 1.7218 | 3.0041 | 0 | 1.1834 | -1.1834 | 3.1191 | 51.9853 | 0.20767 | 1.2762 | 0.030233 | 0 | 3.0419
2007-08-03 18:00 | 0.063795 | 5.2539 | 107.0796 | 87.4484 | 0.047626 | 0.084966 | 0 | 0 | 0 | 0 | 0 | 0 | 0 | 0 | 0 | 0 | 0.084966 | 0 | 0 | 0 | 0 | 3.0367 | 1.8206 | 0.084966 | 0 | 0.084966 | 3.1997 | 53.3287 | 0.20765 | 0 | 0.067972 | 0 | 1.9056
2007-08-03 19:00 | 0 | 0 | 109.5892 | 90 | 0 | 0 | 1.3508 | 1.3508 | 1.7 | 0 | 0.5202 | 1.3508 | 0 | -5.5511e-17 | 0 | 0 | 0 | 0 | 0 | 0.34919 | 0.33173 | 2.9518 | 1.8971 | 0.33173 | 0 | 0.33173 | 3.5144 | 58.5738 | 0.20768 | 1.4859 | 0 | 1.7 | 1.8971
2007-08-03 20:00 | 0 | 0 | 113.4918 | 90 | 0 | 0 | 0 | 0 | 1.4526 | 0 | 0.45267 | 0 | 0 | 0 | 0 | 0 | 0 | 0 | 0 | 1.4526 | 1.38 | 2.62 | 2.1957 | 1.38 | 0 | 1.38 | 4.8236 | 80.3935 | 0.20771 | 0 | 0 | 1.7 | 2.1957
2007-08-03 21:00 | 0 | 0 | 119.5827 | 90 | 0 | 0 | 1.2639 | 1.2639 | 1.7 | 0 | 0.5202 | 1.2639 | 0 | 0 | 0 | 0 | 0 | 0 | 0 | 0.43606 | 0.41425 | 1.24 | 3.4377 | 0.41425 | 0 | 0.41425 | 5.2166 | 86.9434 | 0.20775 | 1.3903 | 0 | 1.7 | 3.4377
2007-08-03 22:00 | 0 | 0 | 129.5647 | 90 | 0 | 0 | 0.091894 | 0.091894 | 0 | 0 | 0 | 0.091894 | 0 | 0 | 1.3878e-17 | 0 | 0 | 0.09673 | 0.091894 | 0 | 0 | 0.82577 | 3.8105 | 0 | 0.09673 | -0.09673 | 5.1147 | 85.244 | 0.20775 | 0.10108 | 0 | 0 | 3.8105
2007-08-03 23:00 | 0 | 0 | 146.7656 | 90 | 0 | 0 | 0.24035 | 0.24035 | 0 | 0 | 0 | 0.24035 | 0 | 0 | 2.7756e-17 | 0 | 0 | 0.253 | 0.24035 | 0 | 0 | 0.93325 | 3.7138 | 0 | 0.253 | -0.253 | 4.848 | 80.7994 | 0.20775 | 0.26438 | 0 | 0 | 3.7138
2007-08-04 | 0 | 0 | 174.2916 | 90 | 0 | 0 | 0.33804 | 0.33804 | 0 | 0 | 0 | 0.33804 | 0 | 0 | 0 | 0 | 0 | 0.35583 | 0.33804 | 0 | 0 | 1.2144 | 3.4608 | 0 | 0.35583 | -0.35583 | 4.4729 | 74.5481 | 0.20775 | 0.37184 | 0 | 0 | 3.4608
2007-08-04 01:00 | 0 | 0 | -155.2027 | 90 | 0 | 0 | 0.13021 | 0.13021 | 0 | 0 | 0 | 0.13021 | 0 | 0 | 2.7756e-17 | 0 | 0 | 0.13706 | 0.13021 | 0 | 0 | 1.6097 | 3.1049 | 0 | 0.13706 | -0.13706 | 4.3284 | 72.1402 | 0.20775 | 0.14323 | 0 | 0 | 3.1049
2007-08-04 02:00 | 0 | 0 | -134.3211 | 90 | 0 | 0 | 0.3138 | 0.3138 | 0 | 0 | 0 | 0.3138 | 0 | 0 | 0 | 0 | 0 | 0.33032 | 0.3138 | 0 | 0 | 1.762 | 2.9679 | 0 | 0.33032 | -0.33032 | 3.9802 | 66.3371 | 0.20775 | 0.34518 | 0 | 0 | 2.9679
2007-08-04 03:00 | 0 | 0 | -122.2574 | 90 | 0 | 0 | 0.46084 | 0.46084 | 0 | 0 | 0 | 0.46084 | 0 | 0 | 5.5511e-17 | 0 | 0 | 0.4851 | 0.46084 | 0 | 0 | 2.129 | 2.6376 | 0 | 0.4851 | -0.4851 | 3.4689 | 57.8148 | 0.20775 | 0.50693 | 0 | 0 | 2.6376
2007-08-04 04:00 | 0 | 0 | -115.0678 | 90 | 0 | 0 | 0.13286 | 0.13286 | 0 | 0 | 0 | 0.13286 | 0 | 0 | 0 | 0 | 0 | 0.13985 | 0.13286 | 0 | 0 | 2.668 | 2.1525 | 0 | 0.13985 | -0.13985 | 3.3215 | 55.3579 | 0.20775 | 0.14614 | 0 | 0 | 2.1525
2007-08-04 05:00 | 0 | 0 | -110.5253 | 90 | 0 | 0 | 0.387 | 0.387 | 0 | 0 | 0 | 0.387 | 0 | 0 | 5.5511e-17 | 0 | 0 | 0.40736 | 0.387 | 0 | 0 | 2.8234 | 2.0126 | 0 | 0.40736 | -0.40736 | 2.8921 | 48.2013 | 0.20775 | 0.4257 | 0 | 0 | 2.0126
2007-08-04 06:00 | 0.017743 | 0.16844 | -107.5782 | 92.5511 | 0.013405 | 0.023915 | 0.50707 | 0.50707 | 0 | 0 | 0 | 0.50707 | 4.7164 | 0 | 1.1102e-16 | 0 | 0.023915 | 0.53376 | 0.50707 | 0 | 0 | 3.276 | 1.6052 | 0 | 0.50984 | -0.50984 | 2.3547 | 39.2443 | 0.20775 | 0.55778 | 0.019132 | 0 | 1.6292
2007-08-04 07:00 | 0.17621 | 14.3662 | -105.7591 | 78.2445 | 0.15869 | 0.28311 | 0.64913 | 0.64913 | 0 | 0 | 0 | 0.64913 | 43.6131 | 0 | 0 | 0 | 0.28311 | 0.6833 | 0.64913 | 0 | 0 | 3.8425 | 1.0954 | 0 | 0.40019 | -0.40019 | 1.9328 | 32.2137 | 0.20775 | 0.71404 | 0.22649 | 0 | 1.3785
2007-08-04 08:00 | 0.23849 | 28.6579 | -104.9499 | 64.0178 | 0.23415 | 0.41772 | 0.6962 | 0.6962 | 1.7 | 0 | 0.5202 | 0.6962 | 59.9991 | 0 | 0 | 0 | 0.41772 | 0 | 0 | 1.0038 | 0.95361 | 4.2872 | 0.69522 | 1.3713 | 0 | 1.3713 | 3.2338 | 53.8961 | 0.20784 | 0.76582 | 0.33417 | 1.7 | 1.1129
2007-08-04 09:00 | 0.44104 | 42.9647 | -105.3997 | 50.0149 | 0.42943 | 0.7661 | 1.9136 | 1.9136 | 1.7 | 0 | 0.5202 | 1.9136 | 40.0341 | 0 | 0 | 0 | 0.7661 | 0.22487 | 0.21363 | 0 | 0 | 2.9159 | 1.9294 | 0.54123 | 0 | 0.54123 | 3.7472 | 62.4538 | 0.20788 | 2.105 | 0.61288 | 1.7 | 2.6955
2007-08-04 10:00 | 0.51135 | 57.1676 | -108.1773 | 36.5549 | 0.50217 | 0.89587 | 2.1368 | 2.1368 | 1.7 | 0 | 0.5202 | 2.1368 | 41.9265 | 0 | 0 | 0 | 0.89587 | 0.45976 | 0.43677 | 0 | 0 | 2.3746 | 2.4165 | 0.43612 | 0 | 0.43612 | 4.161 | 69.3494 | 0.20791 | 2.3504 | 0.7167 | 1.7 | 3.3124
2007-08-04 11:00 | 0.61551 | 70.8917 | -117.7722 | 24.5999 | 0.60419 | 1.0779 | 0.5775 | 0.5775 | 1.3951 | 0 | 0.43697 | 0.5775 | 186.6445 | 0 | 0 | 0 | 1.0779 | 0 | 0 | 0.81762 | 0.77674 | 1.9385 | 2.809 | 1.8546 | 0 | 1.8546 | 5.9204 | 98.6732 | 0.20783 | 0.63525 | 0.8623 | 1.7 | 3.8869
2007-08-04 12:00 | 0.71145 | 81.2417 | -163.0357 | 17.5947 | 0.69618 | 1.242 | 0.93831 | 0.93831 | 0 | 0 | 0 | 0.93831 | 132.3642 | 0.17038 | 0 | 0 | 1.242 | 0.98769 | 0.93831 | 0 | 0 | 0.083913 | 4.4782 | 0.083913 | 0 | 0.083913 | 6 | 100 | 0.20781 | 1.0321 | 0.99358 | 0 | 5.7201
2007-08-04 13:00 | 0.60251 | 75.3785 | 126.1554 | 21.2141 | 0.59275 | 1.0575 | 2.6701 | 2.6701 | 1.6655 | 0 | 0.51079 | 2.6701 | 39.6039 | 0 | 0 | 0 | 1.0575 | 1.0575 | 1.0046 | 0 | 0 | 0 | 4.5537 | 0 | 0 | 0 | 6 | 100 | 0.20781 | 2.9371 | 0.84598 | 1.7 | 5.6112
2007-08-04 14:00 | 0.52071 | 62.1457 | 110.3103 | 32.0361 | 0.51253 | 0.91435 | 1.6748 | 1.6748 | 0.80617 | 0 | 0.27619 | 1.6748 | 54.5943 | 1.1102e-16 | 0 | 0 | 0.91435 | 0.91435 | 0.86863 | 0 | 0 | 0 | 4.5537 | 0 | 0 | 0 | 6 | 100 | 0.20781 | 1.8423 | 0.73148 | 1.7 | 5.468
2007-08-04 15:00 | 0.39825 | 48.0391 | 106.0159 | 45.1367 | 0.39234 | 0.69994 | 1.496 | 1.496 | 0.83102 | 0 | 0.28297 | 1.496 | 46.7887 | 0 | 0 | 0 | 0.69994 | 0.69994 | 0.66495 | 0 | 0 | 0 | 4.5537 | 0 | 0 | 0 | 6 | 100 | 0.20781 | 1.6456 | 0.55995 | 1.7 | 5.2536
2007-08-04 16:00 | 0.18716 | 33.7506 | 104.9368 | 58.9996 | 0.18581 | 0.33148 | 0.97695 | 0.97695 | 0 | 0 | 0 | 0.97695 | 33.9301 | 0 | 1.1102e-16 | 0 | 0.33148 | 1.0284 | 0.97695 | 0 | 0 | 0 | 4.5537 | 0 | 0.69689 | -0.69689 | 5.2654 | 87.757 | 0.20781 | 1.0746 | 0.26518 | 0 | 4.8852
2007-08-04 17:00 | 0.23574 | 19.444 | 105.3521 | 73.1682 | 0.21871 | 0.39018 | 1.3549 | 1.3549 | 1.7 | 0 | 0.5202 | 1.3549 | 28.798 | 0 | 0 | 0 | 0.39018 | 0 | 0 | 0.3451 | 0.32785 | 0.77432 | 3.8568 | 0.71803 | 0 | 0.71803 | 5.9466 | 99.11 | 0.20787 | 1.4904 | 0.31215 | 1.7 | 4.247
2007-08-04 18:00 | 0.068539 | 5.2037 | 106.8144 | 87.4584 | 0.0474 | 0.084562 | 2.7516 | 2.7516 | 1.7 | 0 | 0.5202 | 2.7516 | 3.0732 | 0 | 0 | 0 | 0.084562 | 1.107 | 1.0516 | 0 | 0 | 0.056288 | 4.503 | 0 | 1.0224 | -1.0224 | 4.8689 | 81.1483 | 0.20787 | 3.0268 | 0.06765 | 1.7 | 4.5876
2007-08-04 19:00 | 0 | 0 | 109.327 | 90 | 0 | 0 | 0 | 0 | 0 | 0 | 0 | 0 | 0 | 0 | 0 | 0 | 0 | 0 | 0 | 0 | 0 | 1.1923 | 3.4806 | 0 | 0 | 0 | 4.8689 | 81.1483 | 0.20787 | 0 | 0 | 0 | 3.4806
2007-08-04 20:00 | 0 | 0 | 113.2199 | 90 | 0 | 0 | 1.2829 | 1.2829 | 1.7 | 0 | 0.5202 | 1.2829 | 0 | 0 | 0 | 0 | 0 | 0 | 0 | 0.41706 | 0.39621 | 1.1923 | 3.4806 | 0.39621 | 0 | 0.39621 | 5.2448 | 87.4129 | 0.20791 | 1.4112 | 0 | 1.7 | 3.4806
2007-08-04 21:00 | 0 | 0 | 119.2911 | 90 | 0 | 0 | 1.08 | 1.08 | 0 | 0 | 0 | 1.08 | 0 | 0 | 0 | 0 | 0 | 1.1369 | 1.08 | 0 | 0 | 0.79608 | 3.8372 | 0 | 1.1369 | -1.1369 | 4.0464 | 67.4398 | 0.20791 | 1.1881 | 0 | 0 | 3.8372
2007-08-04 22:00 | 0 | 0 | 129.2549 | 90 | 0 | 0 | 0.32868 | 0.32868 | 0 | 0 | 0 | 0.32868 | 0 | 0 | 0 | 0 | 0 | 0.34597 | 0.32868 | 0 | 0 | 2.0593 | 2.7003 | 0 | 0.34597 | -0.34597 | 3.6817 | 61.3616 | 0.20791 | 0.36154 | 0 | 0 | 2.7003
2007-08-04 23:00 | 0 | 0 | 146.4967 | 90 | 0 | 0 | 0.17123 | 0.17123 | 0 | 0 | 0 | 0.17123 | 0 | 0 | 2.7756e-17 | 0 | 0 | 0.18024 | 0.17123 | 0 | 0 | 2.4437 | 2.3544 | 0 | 0.18024 | -0.18024 | 3.4917 | 58.1952 | 0.20791 | 0.18835 | 0 | 0 | 2.3544
2007-08-05 | 0 | 0 | 174.2649 | 90 | 0 | 0 | 0 | 0 | 0 | 0 | 0 | 0 | 0 | 0 | 0 | 0 | 0 | 0 | 0 | 0 | 0 | 2.644 | 2.1741 | 0 | 0 | 0 | 3.4917 | 58.1952 | 0.20791 | 0 | 0 | 0 | 2.1741
2007-08-05 01:00 | 0 | 0 | -154.9258 | 90 | 0 | 0 | 0 | 0 | 0 | 0 | 0 | 0 | 0 | 0 | 0 | 0 | 0 | 0 | 0 | 0 | 0 | 2.644 | 2.1741 | 0 | 0 | 0 | 3.4917 | 58.1952 | 0.20791 | 0 | 0 | 0 | 2.1741
2007-08-05 02:00 | 0 | 0 | -133.971 | 90 | 0 | 0 | 0.027215 | 0.027215 | 0 | 0 | 0 | 0.027215 | 0 | 0 | 3.4694e-18 | 0 | 0 | 0.028647 | 0.027215 | 0 | 0 | 2.644 | 2.1741 | 0 | 0.028647 | -0.028647 | 3.4615 | 57.6919 | 0.20791 | 0.029936 | 0 | 0 | 2.1741
2007-08-05 03:00 | 0 | 0 | -121.9314 | 90 | 0 | 0 | 0 | 0 | 0 | 0 | 0 | 0 | 0 | 0 | 0 | 0 | 0 | 0 | 0 | 0 | 0 | 2.6758 | 2.1455 | 0 | 0 | 0 | 3.4615 | 57.6919 | 0.20791 | 0 | 0 | 0 | 2.1455
2007-08-05 04:00 | 0 | 0 | -114.772 | 90 | 0 | 0 | 0 | 0 | 0 | 0 | 0 | 0 | 0 | 0 | 0 | 0 | 0 | 0 | 0 | 0 | 0 | 2.6758 | 2.1455 | 0 | 0 | 0 | 3.4615 | 57.6919 | 0.20791 | 0 | 0 | 0 | 2.1455
2007-08-05 05:00 | 0 | 0 | -110.248 | 90 | 0 | 0 | 0.36825 | 0.36825 | 0 | 0 | 0 | 0.36825 | 0 | 0 | 5.5511e-17 | 0 | 0 | 0.38763 | 0.36825 | 0 | 0 | 2.6758 | 2.1455 | 0 | 0.38763 | -0.38763 | 3.0529 | 50.8819 | 0.20791 | 0.40508 | 0 | 0 | 2.1455
2007-08-05 06:00 | 0.026555 | 0.13996 | -107.3057 | 92.5384 | 0.0064487 | 0.011504 | 0.17494 | 0.17494 | 0 | 0 | 0 | 0.17494 | 6.5761 | 0 | 2.7756e-17 | 0 | 0.011504 | 0.18415 | 0.17494 | 0 | 0 | 3.1065 | 1.7578 | 0 | 0.17265 | -0.17265 | 2.8709 | 47.8488 | 0.20791 | 0.19244 | 0.0092036 | 0 | 1.7693
2007-08-05 07:00 | 0.23488 | 14.358 | -105.4764 | 78.2103 | 0.19779 | 0.35286 | 1.724 | 1.724 | 1.7 | 0 | 0.5202 | 1.724 | 20.4673 | 0 | 0 | 0 | 0.35286 | 0.025287 | 0.024022 | 0 | 0 | 3.2983 | 1.5852 | 0.32757 | 0 | 0.32757 | 3.1817 | 53.0282 | 0.20794 | 1.8964 | 0.28229 | 1.7 | 1.938
2007-08-05 08:00 | 0.47654 | 28.6696 | -104.6379 | 63.96 | 0.43934 | 0.78378 | 0 | 0 | 1.4526 | 0 | 0.45267 | 0 | 0 | 0 | 0 | 0 | 0.78378 | 0 | 0 | 1.4526 | 1.38 | 2.9708 | 1.88 | 2.1638 | 0 | 2.1638 | 5.2344 | 87.2405 | 0.20781 | 0 | 0.62702 | 1.7 | 2.6638
2007-08-05 09:00 | 0.70189 | 42.9988 | -105.028 | 49.9276 | 0.6655 | 1.1873 | 1.2651 | 1.2651 | 0.90386 | 0 | 0.30285 | 1.2651 | 93.8458 | 0 | 0 | 0 | 1.1873 | 0.38027 | 0.36126 | 0 | 0 | 0.80699 | 3.8274 | 0.80699 | 0 | 0.80699 | 6 | 100 | 0.20779 | 1.3916 | 0.94981 | 1.7 | 5.0147
2007-08-05 10:00 | 0.78015 | 57.2326 | -107.6859 | 36.4251 | 0.75085 | 1.3395 | 1.3155 | 1.3155 | 0.425 | 0 | 0.17213 | 1.3155 | 101.824 | 0.40213 | 0 | 0 | 1.3395 | 0.93738 | 0.89051 | 0 | 0 | 0 | 4.5537 | 0 | 0 | 0 | 6 | 100 | 0.20779 | 1.4471 | 1.0716 | 1.7 | 5.8932
2007-08-05 11:00 | 1.0211 | 71.0151 | -117.0225 | 24.4014 | 0.98636 | 1.7597 | 0.53938 | 0.53938 | 0 | 0 | 0 | 0.53938 | 326.2407 | 1.1919 | 0 | 0 | 1.7597 | 0.56776 | 0.53938 | 0 | 0 | 0 | 4.5537 | 0 | 0 | 0 | 6 | 100 | 0.20779 | 0.59331 | 1.4077 | 0 | 6.3134
2007-08-05 12:00 | 1.0781 | 81.5072 | -162.5824 | 17.3219 | 1.0435 | 1.8617 | 1.6585 | 1.6585 | 0.425 | 0 | 0.17213 | 1.6585 | 112.2505 | 0.56325 | 0 | 0 | 1.8617 | 1.2984 | 1.2335 | 0 | 0 | 0 | 4.5537 | 0 | 0 | 0 | 6 | 100 | 0.20779 | 1.8244 | 1.4893 | 1.7 | 6.4154
2007-08-05 13:00 | 1.0779 | 75.5131 | 125.2057 | 21.0037 | 1.0422 | 1.8594 | 2.2771 | 2.2771 | 0.89708 | 0 | 0.301 | 2.2771 | 81.6551 | 0.40672 | 0 | 0 | 1.8594 | 1.4526 | 1.38 | 0 | 0 | 0 | 4.5537 | 0 | 0 | 0 | 6 | 100 | 0.20779 | 2.5048 | 1.4875 | 1.7 | 6.413
2007-08-05 14:00 | 0.82771 | 62.1945 | 109.7327 | 31.9141 | 0.79842 | 1.4244 | 0.21798 | 0.21798 | 0 | 0 | 0 | 0.21798 | 653.4562 | 1.1949 | 0 | 0 | 1.4244 | 0.22945 | 0.21798 | 0 | 0 | 0 | 4.5537 | 0 | 0 | 0 | 6 | 100 | 0.20779 | 0.23978 | 1.1395 | 0 | 5.9781
2007-08-05 15:00 | 0.68393 | 48.0501 | 105.6064 | 45.0675 | 0.65407 | 1.1669 | 1.8181 | 1.8181 | 0.70962 | 0 | 0.24983 | 1.8181 | 64.1789 | 0 | 0 | 0 | 1.1669 | 1.1669 | 1.1085 | 0 | 0 | 0 | 4.5537 | 0 | 0 | 0 | 6 | 100 | 0.20779 | 1.9999 | 0.93349 | 1.7 | 5.7205
2007-08-05 16:00 | 0.496 | 33.7369 | 104.6076 | 58.9646 | 0.46597 | 0.83129 | 0 | 0 | 0 | 0 | 0 | 0 | 0 | 0.83129 | 0 | 0 | 0.83129 | 0 | 0 | 0 | 0 | 0 | 4.5537 | 0 | 0 | 0 | 6 | 100 | 0.20779 | 0 | 0.66503 | 0 | 5.385
2007-08-05 17:00 | 0.25695 | 19.41 | 105.0637 | 73.1587 | 0.23475 | 0.41879 | 0.78266 | 0.78266 | 0 | 0 | 0 | 0.78266 | 53.5085 | 0 | 0 | 0 | 0.41879 | 0.82385 | 0.78266 | 0 | 0 | 0 | 4.5537 | 0 | 0.40506 | -0.40506 | 5.573 | 92.8838 | 0.20779 | 0.86093 | 0.33503 | 0 | 4.9725
2007-08-05 18:00 | 0.072337 | 5.1501 | 106.5446 | 87.471 | 0.046936 | 0.083734 | 1.1519 | 1.1519 | 0 | 0 | 0 | 1.1519 | 7.2692 | 0 | 2.2204e-16 | 0 | 0.083734 | 1.2125 | 1.1519 | 0 | 0 | 0.45007 | 4.1486 | 0 | 1.1288 | -1.1288 | 4.3832 | 73.0531 | 0.20779 | 1.2671 | 0.066987 | 0 | 4.2324
2007-08-05 19:00 | 0 | 0 | 109.0602 | 90 | 0 | 0 | 0 | 0 | 0 | 0 | 0 | 0 | 0 | 0 | 0 | 0 | 0 | 0 | 0 | 0 | 0 | 1.7043 | 3.0198 | 0 | 0 | 0 | 4.3832 | 73.0531 | 0.20779 | 0 | 0 | 0 | 3.0198
2007-08-05 20:00 | 0 | 0 | 112.9432 | 90 | 0 | 0 | 0.33585 | 0.33585 | 0 | 0 | 0 | 0.33585 | 0 | 0 | 0 | 0 | 0 | 0.35353 | 0.33585 | 0 | 0 | 1.7043 | 3.0198 | 0 | 0.35353 | -0.35353 | 4.0105 | 66.8422 | 0.20779 | 0.36944 | 0 | 0 | 3.0198
2007-08-05 21:00 | 0 | 0 | 118.9941 | 90 | 0 | 0 | 0.81936 | 0.81936 | 0 | 0 | 0 | 0.81936 | 0 | 0 | 1.1102e-16 | 0 | 0 | 0.86248 | 0.81936 | 0 | 0 | 2.0971 | 2.6663 | 0 | 0.86248 | -0.86248 | 3.1014 | 51.69 | 0.20779 | 0.90129 | 0 | 0 | 2.6663
2007-08-05 22:00 | 0 | 0 | 128.9391 | 90 | 0 | 0 | 0.29585 | 0.29585 | 0 | 0 | 0 | 0.29585 | 0 | 0 | 5.5511e-17 | 0 | 0 | 0.31142 | 0.29585 | 0 | 0 | 3.0554 | 1.8038 | 0 | 0.31142 | -0.31142 | 2.7731 | 46.2189 | 0.20779 | 0.32543 | 0 | 0 | 1.8038
2007-08-05 23:00 | 0 | 0 | 146.2228 | 90 | 0 | 0 | 0.023818 | 0.023818 | 0 | 0 | 0 | 0.023818 | 0 | 0 | 0 | 0 | 0 | 0.025071 | 0.023818 | 0 | 0 | 3.4014 | 1.4924 | 0 | 0.025071 | -0.025071 | 2.7467 | 45.7784 | 0.20779 | 0.0262 | 0 | 0 | 1.4924
2007-08-06 | 0 | 0 | 174.2423 | 90 | 0 | 0 | 0.11733 | 0.11733 | 0 | 0 | 0 | 0.11733 | 0 | 0 | 1.3878e-17 | 0 | 0 | 0.12351 | 0.11733 | 0 | 0 | 3.4293 | 1.4673 | 0 | 0.12351 | -0.12351 | 2.6165 | 43.6086 | 0.20779 | 0.12906 | 0 | 0 | 1.4673
2007-08-06 01:00 | 0 | 0 | -154.6352 | 90 | 0 | 0 | 0.7267 | 0.7267 | 0 | 0 | 0 | 0.7267 | 0 | 0 | 1.1102e-16 | 0 | 0 | 0.76495 | 0.7267 | 0 | 0 | 3.5665 | 1.3438 | 0 | 0.76495 | -0.76495 | 1.8102 | 30.1698 | 0.20779 | 0.79937 | 0 | 0 | 1.3438
2007-08-06 02:00 | 0 | 0 | -133.6092 | 90 | 0 | 0 | 0.17339 | 0.17339 | 0 | 0 | 0 | 0.17339 | 0 | 0 | 0 | 0 | 0 | 0.18251 | 0.17339 | 0 | 0 | 4.4165 | 0.57888 | 0 | 0.18251 | -0.18251 | 1.6178 | 26.9634 | 0.20779 | 0.19073 | 0 | 0 | 0.57888
2007-08-06 03:00 | 0 | 0 | -121.5967 | 90 | 0 | 0 | 0.36154 | 0.36154 | 1.7 | 0 | 0.5202 | 0.36154 | 0 | 0 | 0 | 0 | 0 | 0 | 0 | 1.3385 | 1.2715 | 4.6193 | 0.39636 | 1.2715 | 0 | 1.2715 | 2.8241 | 47.0681 | 0.2079 | 0.3977 | 0 | 1.7 | 0.39636
2007-08-06 04:00 | 0 | 0 | -114.4694 | 90 | 0 | 0 | 0 | 0 | 1.4526 | 0 | 0.45267 | 0 | 0 | 0 | 0 | 0 | 0 | 0 | 0 | 1.4526 | 1.38 | 3.3477 | 1.5407 | 1.38 | 0 | 1.38 | 4.1333 | 68.8878 | 0.20792 | 0 | 0 | 1.7 | 1.5407
2007-08-06 05:00 | 0 | 0 | -109.9649 | 90 | 0 | 0 | 0.070967 | 0.070967 | 1.5236 | 0 | 0.47204 | 0.070967 | 0 | 2.2204e-16 | 0 | 0 | 0 | 0 | 0 | 1.4526 | 1.38 | 1.9677 | 2.7827 | 1.38 | 0 | 1.38 | 5.4425 | 90.7074 | 0.20797 | 0.078063 | 0 | 1.7 | 2.7827
2007-08-06 06:00 | 0.014148 | 0.11322 | -107.0277 | 92.5231 | 0.012631 | 0.022534 | 0.34362 | 0.34362 | 0 | 0 | 0 | 0.34362 | 6.5579 | 0 | 0 | 0 | 0.022534 | 0.36171 | 0.34362 | 0 | 0 | 0.58771 | 4.0247 | 0 | 0.33918 | -0.33918 | 5.0849 | 84.7487 | 0.20797 | 0.37799 | 0.018028 | 0 | 4.0473
2007-08-06 07:00 | 0.1805 | 14.3515 | -105.1882 | 78.1735 | 0.16208 | 0.28915 | 0.30802 | 0.30802 | 0 | 0 | 0 | 0.30802 | 93.8718 | 0 | 0 | 0 | 0.28915 | 0.32423 | 0.30802 | 0 | 0 | 0.96458 | 3.6856 | 0 | 0.035088 | -0.035088 | 5.0479 | 84.1323 | 0.20797 | 0.33882 | 0.23132 | 0 | 3.9747
2007-08-06 08:00 | 0.37442 | 28.683 | -104.32 | 63.8996 | 0.35293 | 0.62963 | 1.6401 | 1.6401 | 1.7 | 0 | 0.5202 | 1.6401 | 38.3907 | 0 | 0 | 0 | 0.62963 | 0 | 0 | 0.059947 | 0.05695 | 1.0036 | 3.6505 | 0.68658 | 0 | 0.68658 | 5.6993 | 94.988 | 0.20802 | 1.8041 | 0.5037 | 1.7 | 4.2801
2007-08-06 09:00 | 0.59761 | 43.0347 | -104.6493 | 49.8376 | 0.57056 | 1.0179 | 0.85965 | 0.85965 | 0 | 0 | 0 | 0.85965 | 118.405 | 0 | 0 | 0 | 1.0179 | 0.9049 | 0.85965 | 0 | 0 | 0.31698 | 4.2684 | 0.11297 | 0 | 0.11297 | 5.8065 | 96.7743 | 0.208 | 0.94562 | 0.8143 | 0 | 5.2863
2007-08-06 10:00 | 0.36984 | 57.2992 | -107.1843 | 36.2922 | 0.36671 | 0.65421 | 0.88643 | 0.88643 | 0 | 0 | 0 | 0.88643 | 73.8031 | 0 | 1.1102e-16 | 0 | 0.65421 | 0.93308 | 0.88643 | 0 | 0 | 0.20401 | 4.3701 | 0 | 0.27887 | -0.27887 | 5.5125 | 91.8751 | 0.208 | 0.97507 | 0.52337 | 0 | 5.0243
2007-08-06 11:00 | 0.39551 | 71.1398 | -116.2521 | 24.1989 | 0.39263 | 0.70045 | 0.2808 | 0.2808 | 0 | 0 | 0 | 0.2808 | 249.4448 | 0 | 0 | 0 | 0.70045 | 0.29558 | 0.2808 | 0 | 0 | 0.51387 | 4.0912 | 0.40486 | 0 | 0.40486 | 5.8966 | 98.2765 | 0.20792 | 0.30888 | 0.56036 | 0 | 4.7917
2007-08-06 12:00 | 0.75966 | 81.7777 | -162.1061 | 17.0437 | 0.74209 | 1.3239 | 0.84033 | 0.84033 | 0 | 0 | 0 | 0.84033 | 157.545 | 0.33034 | 0 | 0 | 1.3239 | 0.88456 | 0.84033 | 0 | 0 | 0.109 | 4.4556 | 0.109 | 0 | 0.109 | 6 | 100 | 0.2079 | 0.92436 | 1.0591 | 0 | 5.7795
2007-08-06 13:00 | 0.80266 | 75.6443 | 124.2158 | 20.7922 | 0.78113 | 1.3935 | 0.39039 | 0.39039 | 0 | 0 | 0 | 0.39039 | 356.9587 | 0.9826 | 0 | 0 | 1.3935 | 0.41094 | 0.39039 | 0 | 0 | 0 | 4.5537 | 0 | 0 | 0 | 6 | 100 | 0.2079 | 0.42943 | 1.1148 | 0 | 5.9472
2007-08-06 14:00 | 0.71871 | 62.2394 | 109.1414 | 31.7937 | 0.6976 | 1.2445 | 0.88686 | 0.88686 | 0 | 0 | 0 | 0.88686 | 140.3279 | 0.31098 | 0 | 0 | 1.2445 | 0.93354 | 0.88686 | 0 | 0 | 0 | 4.5537 | 0 | 0 | 0 | 6 | 100 | 0.2079 | 0.97555 | 0.99561 | 0 | 5.7982
2007-08-06 15:00 | 0.47506 | 48.0575 | 105.1888 | 45.0006 | 0.46447 | 0.82862 | 0.16651 | 0.16651 | 0 | 0 | 0 | 0.16651 | 497.6528 | 0.65335 | 0 | 0 | 0.82862 | 0.17527 | 0.16651 | 0 | 0 | 0 | 4.5537 | 0 | 0 | 0 | 6 | 100 | 0.2079 | 0.18316 | 0.6629 | 0 | 5.3823
2007-08-06 16:00 | 0.28627 | 33.7198 | 104.2725 | 58.932 | 0.28136 | 0.50195 | 0.47155 | 0.47155 | 0 | 0 | 0 | 0.47155 | 106.4468 | 0.0055813 | 0 | 0 | 0.50195 | 0.49637 | 0.47155 | 0 | 0 | 0 | 4.5537 | 0 | 0 | 0 | 6 | 100 | 0.2079 | 0.51871 | 0.40156 | 0 | 5.0556
2007-08-06 17:00 | 0.14099 | 19.3726 | 104.7704 | 73.1518 | 0.13883 | 0.24768 | 1.0475 | 1.0475 | 0 | 0 | 0 | 1.0475 | 23.6453 | 0 | 0 | 0 | 0.24768 | 1.1026 | 1.0475 | 0 | 0 | 0 | 4.5537 | 0 | 0.85494 | -0.85494 | 5.0988 | 84.9803 | 0.2079 | 1.1522 | 0.19815 | 0 | 4.8014
2007-08-06 18:00 | 0.07895 | 5.0931 | 106.2702 | 87.4861 | 0.046453 | 0.082872 | 0.81461 | 0.81461 | 0 | 0 | 0 | 0.81461 | 10.1731 | 0 | 1.1102e-16 | 0 | 0.082872 | 0.85749 | 0.81461 | 0 | 0 | 0.94993 | 3.6987 | 0 | 0.77462 | -0.77462 | 4.2823 | 71.3717 | 0.2079 | 0.89607 | 0.066297 | 0 | 3.7816
2007-08-06 19:00 | 0 | 0 | 108.7888 | 90 | 0 | 0 | 1.3695 | 1.3695 | 1.7 | 0 | 0.5202 | 1.3695 | 0 | 0 | 0 | 0 | 0 | 0 | 0 | 0.33046 | 0.31394 | 1.8106 | 2.9241 | 0.31394 | 0 | 0.31394 | 4.5801 | 76.3355 | 0.20793 | 1.5065 | 0 | 1.7 | 2.9241
2007-08-06 20:00 | 0 | 0 | 112.6618 | 90 | 0 | 0 | 1.6117 | 1.6117 | 1.7 | 0 | 0.5202 | 1.6117 | 0 | 0 | 0 | 0 | 0 | 0 | 0 | 0.088329 | 0.083912 | 1.4967 | 3.2067 | 0.083912 | 0 | 0.083912 | 4.6597 | 77.6623 | 0.20794 | 1.7728 | 0 | 1.7 | 3.2067
2007-08-06 21:00 | 0 | 0 | 118.6918 | 90 | 0 | 0 | 0 | 0 | 1.4526 | 0 | 0.45267 | 0 | 0 | 0 | 0 | 0 | 0 | 0 | 0 | 1.4526 | 1.38 | 1.4128 | 3.2822 | 1.38 | 0 | 1.38 | 5.9689 | 99.482 | 0.20796 | 0 | 0 | 1.7 | 3.2822
2007-08-06 22:00 | 0 | 0 | 128.6172 | 90 | 0 | 0 | 0 | 0 | 0 | 0 | 0 | 0 | 0 | 0 | 0 | 0 | 0 | 0 | 0 | 0 | 0 | 0.032764 | 4.5242 | 0 | 0 | 0 | 5.9689 | 99.482 | 0.20796 | 0 | 0 | 0 | 4.5242
2007-08-06 23:00 | 0 | 0 | 145.9437 | 90 | 0 | 0 | 0 | 0 | 0 | 0 | 0 | 0 | 0 | 0 | 0 | 0 | 0 | 0 | 0 | 0 | 0 | 0.032764 | 4.5242 | 0 | 0 | 0 | 5.9689 | 99.482 | 0.20796 | 0 | 0 | 0 | 4.5242
2007-08-07 | 0 | 0 | 174.2241 | 90 | 0 | 0 | 0.51014 | 0.51014 | 0 | 0 | 0 | 0.51014 | 0 | 0 | 1.1102e-16 | 0 | 0 | 0.53699 | 0.51014 | 0 | 0 | 0.032764 | 4.5242 | 0 | 0.53699 | -0.53699 | 5.4029 | 90.0479 | 0.20796 | 0.56116 | 0 | 0 | 4.5242
2007-08-07 01:00 | 0 | 0 | -154.3305 | 90 | 0 | 0 | 0 | 0 | 0 | 0 | 0 | 0 | 0 | 0 | 0 | 0 | 0 | 0 | 0 | 0 | 0 | 0.62942 | 3.9872 | 0 | 0 | 0 | 5.4029 | 90.0479 | 0.20796 | 0 | 0 | 0 | 3.9872
2007-08-07 02:00 | 0 | 0 | -133.2355 | 90 | 0 | 0 | 0.056482 | 0.056482 | 0 | 0 | 0 | 0.056482 | 0 | 0 | 6.9389e-18 | 0 | 0 | 0.059455 | 0.056482 | 0 | 0 | 0.62942 | 3.9872 | 0 | 0.059455 | -0.059455 | 5.3402 | 89.0034 | 0.20796 | 0.06213 | 0 | 0 | 3.9872
2007-08-07 03:00 | 0 | 0 | -121.2534 | 90 | 0 | 0 | 0.14198 | 0.14198 | 0 | 0 | 0 | 0.14198 | 0 | 0 | 2.7756e-17 | 0 | 0 | 0.14946 | 0.14198 | 0 | 0 | 0.69549 | 3.9278 | 0 | 0.14946 | -0.14946 | 5.1827 | 86.3778 | 0.20796 | 0.15618 | 0 | 0 | 3.9278
2007-08-07 04:00 | 0 | 0 | -114.1601 | 90 | 0 | 0 | 0.19357 | 0.19357 | 0 | 0 | 0 | 0.19357 | 0 | 0 | 2.7756e-17 | 0 | 0 | 0.20376 | 0.19357 | 0 | 0 | 0.86155 | 3.7783 | 0 | 0.20376 | -0.20376 | 4.9679 | 82.7981 | 0.20796 | 0.21293 | 0 | 0 | 3.7783
2007-08-07 05:00 | 0 | 0 | -109.676 | 90 | 0 | 0 | 0.013897 | 0.013897 | 0 | 0 | 0 | 0.013897 | 0 | 0 | 1.7347e-18 | 0 | 0 | 0.014628 | 0.013897 | 0 | 0 | 1.0879 | 3.5745 | 0 | 0.014628 | -0.014628 | 4.9525 | 82.5411 | 0.20796 | 0.015287 | 0 | 0 | 3.5745
2007-08-07 06:00 | 0.011321 | 0.088253 | -106.7444 | 92.5052 | 0.010792 | 0.019253 | 0.71425 | 0.71425 | 0 | 0 | 0 | 0.71425 | 2.6956 | 0 | 1.1102e-16 | 0 | 0.019253 | 0.75184 | 0.71425 | 0 | 0 | 1.1042 | 3.5599 | 0 | 0.73259 | -0.73259 | 4.1803 | 69.6709 | 0.20796 | 0.78568 | 0.015403 | 0 | 3.5792
2007-08-07 07:00 | 0.15868 | 14.3468 | -104.8947 | 78.1341 | 0.14731 | 0.2628 | 0.44541 | 0.44541 | 0 | 0 | 0 | 0.44541 | 59.0014 | 0 | 0 | 0 | 0.2628 | 0.46885 | 0.44541 | 0 | 0 | 1.9182 | 2.8273 | 0 | 0.20605 | -0.20605 | 3.9631 | 66.0508 | 0.20796 | 0.48995 | 0.21024 | 0 | 3.0901
2007-08-07 08:00 | 0.23597 | 28.6982 | -103.9962 | 63.8364 | 0.232 | 0.41389 | 3.6569 | 3.08 | 1.7 | 0 | 0.5202 | 3.08 | 13.438 | 2.2204e-16 | 0.57688 | 0.94257 | 0.41389 | 1.4526 | 1.38 | 0 | 0 | 2.1471 | 2.6213 | 0 | 1.0387 | -1.0387 | 2.8681 | 47.8021 | 0.20796 | 4.0226 | 0.33111 | 1.7 | 3.0352
2007-08-07 09:00 | 0.2341 | 43.0721 | -104.2635 | 49.7447 | 0.23255 | 0.41486 | 2.1437 | 2.1437 | 1.7 | 0 | 0.5202 | 2.1437 | 19.3527 | 1.1102e-16 | 0 | 0 | 0.41486 | 0.46705 | 0.4437 | 0 | 0 | 3.3013 | 1.5825 | 0 | 0.05219 | -0.05219 | 2.8131 | 46.8852 | 0.20796 | 2.3581 | 0.33189 | 1.7 | 1.9974
2007-08-07 10:00 | 0.26382 | 57.3671 | -106.6726 | 36.1563 | 0.26227 | 0.46789 | 2.0495 | 2.0495 | 1.7 | 0 | 0.5202 | 2.0495 | 22.8296 | 0 | 0 | 0 | 0.46789 | 0.36786 | 0.34946 | 0 | 0 | 3.3593 | 1.5303 | 0.10003 | 0 | 0.10003 | 2.908 | 48.4667 | 0.20797 | 2.2544 | 0.37431 | 1.7 | 1.9982
2007-08-07 11:00 | 0.39279 | 71.2656 | -115.4605 | 23.9926 | 0.38999 | 0.69574 | 0 | 0 | 1.4526 | 0 | 0.45267 | 0 | 0 | 0 | 0 | 0 | 0.69574 | 0 | 0 | 1.4526 | 1.38 | 3.2593 | 1.6204 | 2.0757 | 0 | 2.0757 | 4.8772 | 81.2871 | 0.20786 | 0 | 0.55659 | 1.7 | 2.3161
2007-08-07 12:00 | 0.56206 | 82.0532 | -161.6039 | 16.7603 | 0.55521 | 0.9905 | 1.1766 | 1.1766 | 0 | 0 | 0 | 1.1766 | 84.1805 | 0 | 2.2204e-16 | 0 | 0.9905 | 1.2386 | 1.1766 | 0 | 0 | 1.1835 | 3.4885 | 0 | 0.24807 | -0.24807 | 4.6157 | 76.929 | 0.20786 | 1.2943 | 0.7924 | 0 | 4.479
2007-08-07 13:00 | 0.43751 | 75.7716 | 123.1855 | 20.5799 | 0.43403 | 0.7743 | 1.0035 | 1.0035 | 0 | 0 | 0 | 1.0035 | 77.1596 | 0 | 0 | 0 | 0.7743 | 1.0563 | 1.0035 | 0 | 0 | 1.4591 | 3.2405 | 0 | 0.28202 | -0.28202 | 4.3185 | 71.9744 | 0.20786 | 1.1039 | 0.61944 | 0 | 4.0148
2007-08-07 14:00 | 0.30573 | 62.2803 | 108.5368 | 31.6749 | 0.30386 | 0.54209 | 0.7578 | 0.7578 | 0 | 0 | 0 | 0.7578 | 71.5345 | 0 | 0 | 0 | 0.54209 | 0.79768 | 0.7578 | 0 | 0 | 1.7725 | 2.9584 | 0 | 0.25559 | -0.25559 | 4.0491 | 67.4841 | 0.20786 | 0.83358 | 0.43367 | 0 | 3.5005
2007-08-07 15:00 | 0.36612 | 48.0612 | 104.7633 | 44.9359 | 0.36189 | 0.64562 | 1.775 | 1.775 | 1.7 | 0 | 0.5202 | 1.775 | 36.3738 | 0 | 0 | 0 | 0.64562 | 0.078898 | 0.074953 | 0 | 0 | 2.0565 | 2.7028 | 0.56672 | 0 | 0.56672 | 4.5867 | 76.4447 | 0.2079 | 1.9524 | 0.51649 | 1.7 | 3.3485
2007-08-07 16:00 | 0.25245 | 33.6992 | 103.9315 | 58.9019 | 0.24939 | 0.44491 | 0.58508 | 0.58508 | 1.5777 | 0 | 0.48681 | 0.58508 | 76.0428 | 0 | 0 | 0 | 0.44491 | 0 | 0 | 0.99262 | 0.94298 | 1.4898 | 3.2129 | 1.3879 | 0 | 1.3879 | 5.9034 | 98.3892 | 0.20796 | 0.64359 | 0.35593 | 1.7 | 3.6578
2007-08-07 17:00 | 0.17878 | 19.3317 | 104.472 | 73.1474 | 0.1731 | 0.30882 | 2.2032 | 2.2032 | 1.7 | 0 | 0.5202 | 2.2032 | 14.0165 | 1.1102e-16 | 0 | 0 | 0.30882 | 0.52973 | 0.50324 | 0 | 0 | 0.10187 | 4.462 | 0 | 0.22091 | -0.22091 | 5.6705 | 94.5082 | 0.20796 | 2.4236 | 0.24705 | 1.7 | 4.7708
2007-08-07 18:00 | 0.084286 | 5.0326 | 105.9912 | 87.5039 | 0.046657 | 0.083237 | 1.7722 | 1.7722 | 1.7 | 0 | 0.5202 | 1.7722 | 4.6967 | 0 | 0 | 0 | 0.083237 | 0.076039 | 0.072237 | 0 | 0 | 0.34733 | 4.2411 | 0.0071983 | 0 | 0.0071983 | 5.6773 | 94.6221 | 0.20796 | 1.9495 | 0.066589 | 1.7 | 4.3243
2007-08-07 19:00 | 0 | 0 | 108.5129 | 90 | 0 | 0 | 0.6664 | 0.6664 | 0 | 0 | 0 | 0.6664 | 0 | 0 | 1.1102e-16 | 0 | 0 | 0.70148 | 0.6664 | 0 | 0 | 0.34013 | 4.2476 | 0 | 0.70148 | -0.70148 | 4.9379 | 82.2984 | 0.20796 | 0.73304 | 0 | 0 | 4.2476
2007-08-07 20:00 | 0 | 0 | 112.3755 | 90 | 0 | 0 | 1.2054 | 1.2054 | 0 | 0 | 0 | 1.2054 | 0 | 0 | 2.2204e-16 | 0 | 0 | 1.2688 | 1.2054 | 0 | 0 | 1.1196 | 3.5461 | 0 | 1.2688 | -1.2688 | 3.6004 | 60.0073 | 0.20796 | 1.3259 | 0 | 0 | 3.5461
2007-08-07 21:00 | 0 | 0 | 118.3843 | 90 | 0 | 0 | 0 | 0 | 0 | 0 | 0 | 0 | 0 | 0 | 0 | 0 | 0 | 0 | 0 | 0 | 0 | 2.5294 | 2.2773 | 0 | 0 | 0 | 3.6004 | 60.0073 | 0.20796 | 0 | 0 | 0 | 2.2773
2007-08-07 22:00 | 0 | 0 | 128.2892 | 90 | 0 | 0 | 0.0031027 | 0.0031027 | 0 | 0 | 0 | 0.0031027 | 0 | 0 | 4.3368e-19 | 0 | 0 | 0.003266 | 0.0031027 | 0 | 0 | 2.5294 | 2.2773 | 0 | 0.003266 | -0.003266 | 3.597 | 59.9499 | 0.20796 | 0.003413 | 0 | 0 | 2.2773
2007-08-07 23:00 | 0 | 0 | 145.6592 | 90 | 0 | 0 | 0.0081518 | 0.0081518 | 0 | 0 | 0 | 0.0081518 | 0 | 0 | 0 | 0 | 0 | 0.0085809 | 0.0081518 | 0 | 0 | 2.533 | 2.274 | 0 | 0.0085809 | -0.0085809 | 3.588 | 59.7992 | 0.20796 | 0.008967 | 0 | 0 | 2.274
2007-08-08 | 0 | 0 | 174.2104 | 90 | 0 | 0 | 0.25038 | 0.25038 | 0 | 0 | 0 | 0.25038 | 0 | 0 | 5.5511e-17 | 0 | 0 | 0.26356 | 0.25038 | 0 | 0 | 2.5425 | 2.2654 | 0 | 0.26356 | -0.26356 | 3.3101 | 55.169 | 0.20796 | 0.27542 | 0 | 0 | 2.2654
2007-08-08 01:00 | 0 | 0 | -154.0112 | 90 | 0 | 0 | 0.01094 | 0.01094 | 0 | 0 | 0 | 0.01094 | 0 | 0 | 1.7347e-18 | 0 | 0 | 0.011516 | 0.01094 | 0 | 0 | 2.8354 | 2.0019 | 0 | 0.011516 | -0.011516 | 3.298 | 54.9667 | 0.20796 | 0.012034 | 0 | 0 | 2.0019
2007-08-08 02:00 | 0 | 0 | -132.8498 | 90 | 0 | 0 | 0.41937 | 0.41937 | 0 | 0 | 0 | 0.41937 | 0 | 0 | 5.5511e-17 | 0 | 0 | 0.44144 | 0.41937 | 0 | 0 | 2.8482 | 1.9903 | 0 | 0.44144 | -0.44144 | 2.8327 | 47.2114 | 0.20796 | 0.4613 | 0 | 0 | 1.9903
2007-08-08 03:00 | 0 | 0 | -120.9015 | 90 | 0 | 0 | 0.2832 | 0.2832 | 0 | 0 | 0 | 0.2832 | 0 | 0 | 5.5511e-17 | 0 | 0 | 0.2981 | 0.2832 | 0 | 0 | 3.3386 | 1.5489 | 0 | 0.2981 | -0.2981 | 2.5185 | 41.9743 | 0.20796 | 0.31152 | 0 | 0 | 1.5489
2007-08-08 04:00 | 0 | 0 | -113.8442 | 90 | 0 | 0 | 0.33907 | 0.33907 | 0 | 0 | 0 | 0.33907 | 0 | 0 | 5.5511e-17 | 0 | 0 | 0.35692 | 0.33907 | 0 | 0 | 3.6699 | 1.2508 | 0 | 0.35692 | -0.35692 | 2.1422 | 35.7039 | 0.20796 | 0.37298 | 0 | 0 | 1.2508
2007-08-08 05:00 | 0 | 0 | -109.3815 | 90 | 0 | 0 | 0.23652 | 0.23652 | 0 | 0 | 0 | 0.23652 | 0 | 0 | 0 | 0 | 0 | 0.24897 | 0.23652 | 0 | 0 | 4.0665 | 0.89388 | 0 | 0.24897 | -0.24897 | 1.8798 | 31.3299 | 0.20796 | 0.26018 | 0 | 0 | 0.89388
2007-08-08 06:00 | 0.020256 | 0.065071 | -106.4558 | 92.4846 | 0.011983 | 0.021377 | 0.63715 | 0.63715 | 1.7 | 0 | 0.5202 | 0.63715 | 3.3551 | 0 | 0 | 0 | 0.021377 | 0 | 0 | 1.0629 | 1.0097 | 4.3431 | 0.64491 | 1.0311 | 0 | 1.0311 | 2.858 | 47.6328 | 0.20806 | 0.70086 | 0.017102 | 1.7 | 0.66629
2007-08-08 07:00 | 0.18787 | 14.3439 | -104.5959 | 78.092 | 0.16763 | 0.29905 | 1.1266 | 1.1266 | 1.7 | 0 | 0.5202 | 1.1266 | 26.546 | 0 | 0 | 0 | 0.29905 | 0 | 0 | 0.57345 | 0.54478 | 3.312 | 1.5729 | 0.84383 | 0 | 0.84383 | 3.6585 | 60.9749 | 0.20813 | 1.2392 | 0.23924 | 1.7 | 1.8719
2007-08-08 08:00 | 0.35295 | 28.7151 | -103.6667 | 63.7707 | 0.33574 | 0.59897 | 0 | 0 | 1.4526 | 0 | 0.45267 | 0 | 0 | 0 | 0 | 0 | 0.59897 | 0 | 0 | 1.4526 | 1.38 | 2.4682 | 2.3323 | 1.979 | 0 | 1.979 | 5.5359 | 92.2651 | 0.20805 | 0 | 0.47917 | 1.7 | 2.9313
2007-08-08 09:00 | 0.42685 | 43.1112 | -103.8706 | 49.6492 | 0.41733 | 0.74452 | 0.40193 | 0.40193 | 0 | 0 | 0 | 0.40193 | 185.2352 | 0 | 0 | 0 | 0.74452 | 0.42309 | 0.40193 | 0 | 0 | 0.4892 | 4.1134 | 0.32143 | 0 | 0.32143 | 5.8409 | 97.3474 | 0.20799 | 0.44212 | 0.59562 | 0 | 4.8579
2007-08-08 10:00 | 0.15319 | 57.4362 | -106.1508 | 36.0176 | 0.15237 | 0.27183 | 2.2985 | 2.2985 | 1.7 | 0 | 0.5202 | 2.2985 | 11.8263 | 1.1102e-16 | 0 | 0 | 0.27183 | 0.62999 | 0.59849 | 0 | 0 | 0.16777 | 4.4027 | 0 | 0.35816 | -0.35816 | 5.4633 | 91.0551 | 0.20799 | 2.5283 | 0.21746 | 1.7 | 4.6745
2007-08-08 11:00 | 0.21448 | 71.3922 | -114.6472 | 23.7827 | 0.21332 | 0.38057 | 0.88552 | 0.88552 | 0 | 0 | 0 | 0.88552 | 42.9768 | 0 | 1.1102e-16 | 0 | 0.38057 | 0.93212 | 0.88552 | 0 | 0 | 0.56573 | 4.0445 | 0 | 0.55156 | -0.55156 | 4.8819 | 81.3653 | 0.20799 | 0.97407 | 0.30445 | 0 | 4.4251
2007-08-08 12:00 | 0.50048 | 82.3336 | -161.0721 | 16.4716 | 0.49576 | 0.88443 | 0.084521 | 0.084521 | 0 | 0 | 0 | 0.084521 | 1046.405 | 0 | 0 | 0 | 0.88443 | 0.08897 | 0.084521 | 0 | 0 | 1.1786 | 3.493 | 0.79546 | 0 | 0.79546 | 5.6366 | 93.9427 | 0.20784 | 0.092973 | 0.70755 | 0 | 4.3774
2007-08-08 13:00 | 0.67311 | 75.8945 | 122.1145 | 20.3671 | 0.66046 | 1.1783 | 2.8314 | 2.8314 | 1.7 | 0 | 0.5202 | 2.8314 | 41.6138 | 0 | 0 | 0.034563 | 1.1783 | 1.191 | 1.1314 | 0 | 0 | 0.3831 | 4.2089 | 0 | 0.012707 | -0.012707 | 5.6232 | 93.7194 | 0.20784 | 3.1146 | 0.94261 | 1.7 | 5.3872
2007-08-08 14:00 | 0.77909 | 62.3171 | 107.919 | 31.558 | 0.75481 | 1.3466 | 1.8046 | 1.8046 | 0.9027 | 0 | 0.30254 | 1.8046 | 74.6196 | 0 | 0 | 0 | 1.3466 | 0.94936 | 0.90189 | 0 | 0 | 0.39722 | 4.1962 | 0.39722 | 0 | 0.39722 | 6 | 100 | 0.20787 | 1.985 | 1.0773 | 1.7 | 5.5428
2007-08-08 15:00 | 0.3157 | 48.0611 | 104.3301 | 44.8737 | 0.31305 | 0.55848 | 1.032 | 1.032 | 0 | 0 | 0 | 1.032 | 54.1172 | 0 | 0 | 0 | 0.55848 | 1.0863 | 1.032 | 0 | 0 | 0 | 4.5537 | 0 | 0.52781 | -0.52781 | 5.4436 | 90.7273 | 0.20787 | 1.1352 | 0.44678 | 0 | 5.1122
2007-08-08 16:00 | 0.23749 | 33.675 | 103.5848 | 58.8743 | 0.23503 | 0.41929 | 1.0755 | 1.0755 | 0 | 0 | 0 | 1.0755 | 38.9843 | 0 | 0 | 0 | 0.41929 | 1.1321 | 1.0755 | 0 | 0 | 0.58646 | 4.0259 | 0 | 0.71285 | -0.71285 | 4.6922 | 78.2038 | 0.20787 | 1.1831 | 0.33543 | 0 | 4.4452
2007-08-08 17:00 | 0.19029 | 19.2874 | 104.1689 | 73.1457 | 0.18302 | 0.32651 | 2.0658 | 2.0658 | 1.7 | 0 | 0.5202 | 2.0658 | 15.8057 | 5.5511e-17 | 0 | 0 | 0.32651 | 0.38506 | 0.3658 | 0 | 0 | 1.3785 | 3.313 | 0 | 0.058543 | -0.058543 | 4.6305 | 77.1753 | 0.20787 | 2.2724 | 0.26121 | 1.7 | 3.6395
2007-08-08 18:00 | 0.057528 | 4.9688 | 105.7077 | 87.5242 | 0.045531 | 0.081228 | 0 | 0 | 1.434 | 0 | 0.44759 | 0 | 0 | 0 | 0 | 0 | 0.081228 | 0 | 0 | 1.434 | 1.3623 | 1.4436 | 3.2545 | 1.4436 | 0 | 1.4436 | 6 | 100 | 0.20787 | 0 | 0.064982 | 1.7 | 3.3357
2007-08-08 19:00 | 0 | 0 | 108.2326 | 90 | 0 | 0 | 0.094491 | 0.094491 | 0 | 0 | 0 | 0.094491 | 0 | 0 | 1.3878e-17 | 0 | 0 | 0.099464 | 0.094491 | 0 | 0 | 0 | 4.5537 | 0 | 0.099464 | -0.099464 | 5.8952 | 98.2526 | 0.20787 | 0.10394 | 0 | 0 | 4.5537
2007-08-08 20:00 | 0 | 0 | 112.0847 | 90 | 0 | 0 | 2.5607 | 2.5607 | 1.7 | 0 | 0.5202 | 2.5607 | 0 | 0 | 0 | 0 | 0 | 0.90596 | 0.86066 | 0 | 0 | 0.11052 | 4.4542 | 0 | 0.90596 | -0.90596 | 4.9402 | 82.3365 | 0.20787 | 2.8167 | 0 | 1.7 | 4.4542
2007-08-08 21:00 | 0 | 0 | 118.0714 | 90 | 0 | 0 | 3.8966 | 3.08 | 1.7 | 0 | 0.5202 | 3.08 | 0 | 0 | 0.81658 | 1.2062 | 0 | 1.4526 | 1.38 | 0 | 0 | 1.1171 | 3.5483 | 0 | 1.4526 | -1.4526 | 3.409 | 56.8164 | 0.20787 | 4.2862 | 0 | 1.7 | 3.5483
2007-08-08 22:00 | 0 | 0 | 127.9551 | 90 | 0 | 0 | 0 | 0 | 1.4526 | 0 | 0.45267 | 0 | 0 | 0 | 0 | 0 | 0 | 0 | 0 | 1.4526 | 1.38 | 2.7312 | 2.0956 | 1.38 | 0 | 1.38 | 4.7182 | 78.6361 | 0.2079 | 0 | 0 | 1.7 | 2.0956
2007-08-08 23:00 | 0 | 0 | 145.3692 | 90 | 0 | 0 | 0.03896 | 0.03896 | 1.4613 | 0 | 0.45502 | 0.03896 | 0 | 0 | 0 | 0 | 0 | 0 | 0 | 1.4223 | 1.3512 | 1.3512 | 3.3376 | 1.3512 | 0 | 1.3512 | 6 | 100 | 0.20792 | 0.042856 | 0 | 1.7 | 3.3376
2007-08-09 | 0 | 0 | 174.2014 | 90 | 0 | 0 | 0.31921 | 0.31921 | 0 | 0 | 0 | 0.31921 | 0 | 0 | 5.5511e-17 | 0 | 0 | 0.33601 | 0.31921 | 0 | 0 | 0 | 4.5537 | 0 | 0.33601 | -0.33601 | 5.6458 | 94.0969 | 0.20792 | 0.35113 | 0 | 0 | 4.5537
2007-08-09 01:00 | 0 | 0 | -153.6771 | 90 | 0 | 0 | 0.59532 | 0.59532 | 0 | 0 | 0 | 0.59532 | 0 | 0 | 1.1102e-16 | 0 | 0 | 0.62665 | 0.59532 | 0 | 0 | 0.37334 | 4.2177 | 0 | 0.62665 | -0.62665 | 4.9853 | 83.0877 | 0.20792 | 0.65485 | 0 | 0 | 4.2177
2007-08-09 02:00 | 0 | 0 | -132.4522 | 90 | 0 | 0 | 0.76657 | 0.76657 | 0 | 0 | 0 | 0.76657 | 0 | 0 | 1.1102e-16 | 0 | 0 | 0.80692 | 0.76657 | 0 | 0 | 1.0696 | 3.591 | 0 | 0.80692 | -0.80692 | 4.1347 | 68.9116 | 0.20792 | 0.84323 | 0 | 0 | 3.591
2007-08-09 03:00 | 0 | 0 | -120.5411 | 90 | 0 | 0 | 0 | 0 | 0 | 0 | 0 | 0 | 0 | 0 | 0 | 0 | 0 | 0 | 0 | 0 | 0 | 1.9662 | 2.7841 | 0 | 0 | 0 | 4.1347 | 68.9116 | 0.20792 | 0 | 0 | 0 | 2.7841
2007-08-09 04:00 | 0 | 0 | -113.5216 | 90 | 0 | 0 | 0.34846 | 0.34846 | 0 | 0 | 0 | 0.34846 | 0 | 0 | 5.5511e-17 | 0 | 0 | 0.3668 | 0.34846 | 0 | 0 | 1.9662 | 2.7841 | 0 | 0.3668 | -0.3668 | 3.7481 | 62.4677 | 0.20792 | 0.3833 | 0 | 0 | 2.7841
2007-08-09 05:00 | 0 | 0 | -109.0814 | 90 | 0 | 0 | 0.072128 | 0.072128 | 0 | 0 | 0 | 0.072128 | 0 | 0 | 0 | 0 | 0 | 0.075924 | 0.072128 | 0 | 0 | 2.3738 | 2.4173 | 0 | 0.075924 | -0.075924 | 3.668 | 61.1339 | 0.20792 | 0.07934 | 0 | 0 | 2.4173
2007-08-09 06:00 | 0.028365 | 0.043699 | -106.1621 | 92.4614 | 0.0040973 | 0.0073097 | 0.74876 | 0.74876 | 0 | 0 | 0 | 0.74876 | 0.97624 | 0 | 1.1102e-16 | 0 | 0.0073097 | 0.78817 | 0.74876 | 0 | 0 | 2.4581 | 2.3414 | 0 | 0.78086 | -0.78086 | 2.8449 | 47.4156 | 0.20792 | 0.82364 | 0.0058477 | 0 | 2.3487
2007-08-09 07:00 | 0.18996 | 14.3428 | -104.2919 | 78.0473 | 0.16942 | 0.30224 | 0.21432 | 0.21432 | 0 | 0 | 0 | 0.21432 | 141.0208 | 0 | 0 | 0 | 0.30224 | 0.2256 | 0.21432 | 0 | 0 | 3.3257 | 1.5605 | 0.076636 | 0 | 0.076636 | 2.9176 | 48.6273 | 0.20791 | 0.23575 | 0.24179 | 0 | 1.8628
2007-08-09 08:00 | 0.35051 | 28.7337 | -103.3315 | 63.7023 | 0.33406 | 0.59596 | 2.3727 | 2.3727 | 1.7 | 0 | 0.5202 | 2.3727 | 25.1175 | 0 | 0 | 0 | 0.59596 | 0.7081 | 0.67269 | 0 | 0 | 3.2491 | 1.6295 | 0 | 0.11214 | -0.11214 | 2.7994 | 46.6573 | 0.20791 | 2.61 | 0.47677 | 1.7 | 2.2255
2007-08-09 09:00 | 0.54181 | 43.1517 | -103.4709 | 49.5511 | 0.52201 | 0.93126 | 0.79942 | 0.79942 | 1.7 | 0 | 0.5202 | 0.79942 | 116.4916 | 0 | 0 | 0 | 0.93126 | 0 | 0 | 0.90058 | 0.85555 | 3.3737 | 1.5174 | 1.7868 | 0 | 1.7868 | 4.4946 | 74.9092 | 0.20792 | 0.87936 | 0.74501 | 1.7 | 2.4486
2007-08-09 10:00 | 0.75804 | 57.5065 | -105.6189 | 35.8761 | 0.73286 | 1.3074 | 0 | 0 | 0.425 | 0 | 0.17213 | 0 | 0 | 0.13083 | 0 | 0 | 1.3074 | 0 | 0 | 0.29417 | 0.27946 | 1.5869 | 3.1255 | 1.5869 | 0 | 1.5869 | 6 | 100 | 0.20764 | 0 | 1.0459 | 1.7 | 4.4329
2007-08-09 11:00 | 0.77818 | 71.5194 | -113.8119 | 23.5691 | 0.75844 | 1.3531 | 2.642 | 2.642 | 1.3566 | 0 | 0.42645 | 2.642 | 51.2133 | 0 | 0 | 0 | 1.3531 | 1.3531 | 1.2854 | 0 | 0 | 0 | 4.5537 | 0 | 0 | 0 | 6 | 100 | 0.20764 | 2.9062 | 1.0824 | 1.7 | 5.9067
2007-08-09 12:00 | 0.9361 | 82.6186 | -160.5067 | 16.1778 | 0.91018 | 1.6238 | 0 | 0 | 0 | 0 | 0 | 0 | 0 | 1.6238 | 0 | 0 | 1.6238 | 0 | 0 | 0 | 0 | 0 | 4.5537 | 0 | 0 | 0 | 6 | 100 | 0.20764 | 0 | 1.299 | 0 | 6.1775
2007-08-09 13:00 | 1.062 | 76.0125 | 121.0027 | 20.154 | 1.0302 | 1.8379 | 3.5536 | 3.08 | 1.7 | 0 | 0.5202 | 3.08 | 59.6735 | 0.38531 | 0.47359 | 0.82895 | 1.8379 | 1.4526 | 1.38 | 0 | 0 | 0 | 4.5537 | 0 | 0 | 0 | 6 | 100 | 0.20764 | 3.9089 | 1.4704 | 1.7 | 6.3916
2007-08-09 14:00 | 0.84736 | 62.3494 | 107.2886 | 31.4432 | 0.81964 | 1.4622 | 0 | 0 | 0 | 0 | 0 | 0 | 0 | 1.4622 | 0 | 0 | 1.4622 | 0 | 0 | 0 | 0 | 0 | 4.5537 | 0 | 0 | 0 | 6 | 100 | 0.20764 | 0 | 1.1698 | 0 | 6.0159
2007-08-09 15:00 | 0.57102 | 48.0571 | 103.8895 | 44.814 | 0.55323 | 0.98696 | 0.802 | 0.802 | 0 | 0 | 0 | 0.802 | 123.0614 | 0.14274 | 0 | 0 | 0.98696 | 0.84421 | 0.802 | 0 | 0 | 0 | 4.5537 | 0 | 0 | 0 | 6 | 100 | 0.20764 | 0.8822 | 0.78956 | 0 | 5.5406
2007-08-09 16:00 | 0.35149 | 33.6472 | 103.2325 | 58.8493 | 0.34144 | 0.60913 | 2.0773 | 2.0773 | 1.4986 | 0 | 0.46522 | 2.0773 | 29.323 | 0 | 0 | 0 | 0.60913 | 0.60913 | 0.57867 | 0 | 0 | 0 | 4.5537 | 0 | 0 | 0 | 6 | 100 | 0.20764 | 2.285 | 0.4873 | 1.7 | 5.1628
2007-08-09 17:00 | 0.21562 | 19.2397 | 103.861 | 73.1466 | 0.20391 | 0.36378 | 1.1056 | 1.1056 | 0 | 0 | 0 | 1.1056 | 32.9038 | 0 | 2.2204e-16 | 0 | 0.36378 | 1.1638 | 1.1056 | 0 | 0 | 0 | 4.5537 | 0 | 0.8 | -0.8 | 5.1567 | 85.9454 | 0.20764 | 1.2162 | 0.29103 | 0 | 4.9175
2007-08-09 18:00 | 0.07703 | 4.9016 | 105.4199 | 87.5473 | 0.045525 | 0.081216 | 1.7598 | 1.7598 | 1.7 | 0 | 0.5202 | 1.7598 | 4.6149 | 0 | 0 | 0 | 0.081216 | 0.062998 | 0.059848 | 0 | 0 | 0.88889 | 3.7537 | 0.018218 | 0 | 0.018218 | 5.174 | 86.2335 | 0.20764 | 1.9358 | 0.064973 | 1.7 | 3.8349
2007-08-09 19:00 | 0 | 0 | 107.9479 | 90 | 0 | 0 | 1.4207 | 1.4207 | 1.7 | 0 | 0.5202 | 1.4207 | 0 | 0 | 0 | 0 | 0 | 0 | 0 | 0.27928 | 0.26532 | 0.87067 | 3.7701 | 0.26532 | 0 | 0.26532 | 5.4257 | 90.4285 | 0.20766 | 1.5628 | 0 | 1.7 | 3.7701
2007-08-09 20:00 | 0 | 0 | 111.7892 | 90 | 0 | 0 | 0 | 0 | 0 | 0 | 0 | 0 | 0 | 0 | 0 | 0 | 0 | 0 | 0 | 0 | 0 | 0.60536 | 4.0089 | 0 | 0 | 0 | 5.4257 | 90.4285 | 0.20766 | 0 | 0 | 0 | 4.0089
2007-08-09 21:00 | 0 | 0 | 117.7533 | 90 | 0 | 0 | 1.6564 | 1.6564 | 1.7 | 0 | 0.5202 | 1.6564 | 0 | -6.9389e-18 | 0 | 0 | 0 | 0 | 0 | 0.043629 | 0.041448 | 0.60536 | 4.0089 | 0.041448 | 0 | 0.041448 | 5.465 | 91.0838 | 0.20767 | 1.822 | 0 | 1.7 | 4.0089
2007-08-09 22:00 | 0 | 0 | 127.6148 | 90 | 0 | 0 | 0.30976 | 0.30976 | 0 | 0 | 0 | 0.30976 | 0 | 0 | 0 | 0 | 0 | 0.32606 | 0.30976 | 0 | 0 | 0.56391 | 4.0462 | 0 | 0.32606 | -0.32606 | 5.1213 | 85.3555 | 0.20767 | 0.34073 | 0 | 0 | 4.0462
2007-08-09 23:00 | 0 | 0 | 145.0735 | 90 | 0 | 0 | 0.32744 | 0.32744 | 0 | 0 | 0 | 0.32744 | 0 | 0 | 0 | 0 | 0 | 0.34468 | 0.32744 | 0 | 0 | 0.9262 | 3.7201 | 0 | 0.34468 | -0.34468 | 4.758 | 79.3002 | 0.20767 | 0.36019 | 0 | 0 | 3.7201
2007-08-10 | 0 | 0 | 174.1973 | 90 | 0 | 0 | 0.64452 | 0.64452 | 0 | 0 | 0 | 0.64452 | 0 | 0 | 0 | 0 | 0 | 0.67844 | 0.64452 | 0 | 0 | 1.3092 | 3.3754 | 0 | 0.67844 | -0.67844 | 4.0429 | 67.3812 | 0.20767 | 0.70897 | 0 | 0 | 3.3754
2007-08-10 01:00 | 0 | 0 | -153.3277 | 90 | 0 | 0 | 0.17297 | 0.17297 | 0 | 0 | 0 | 0.17297 | 0 | 0 | 2.7756e-17 | 0 | 0 | 0.18208 | 0.17297 | 0 | 0 | 2.063 | 2.697 | 0 | 0.18208 | -0.18208 | 3.851 | 64.1824 | 0.20767 | 0.19027 | 0 | 0 | 2.697
2007-08-10 02:00 | 0 | 0 | -132.0425 | 90 | 0 | 0 | 0.21617 | 0.21617 | 0 | 0 | 0 | 0.21617 | 0 | 0 | 2.7756e-17 | 0 | 0 | 0.22755 | 0.21617 | 0 | 0 | 2.2653 | 2.5149 | 0 | 0.22755 | -0.22755 | 3.6111 | 60.1849 | 0.20767 | 0.23779 | 0 | 0 | 2.5149
2007-08-10 03:00 | 0 | 0 | -120.1723 | 90 | 0 | 0 | 0.60707 | 0.60707 | 0 | 0 | 0 | 0.60707 | 0 | 0 | 1.1102e-16 | 0 | 0 | 0.63902 | 0.60707 | 0 | 0 | 2.5181 | 2.2874 | 0 | 0.63902 | -0.63902 | 2.9375 | 48.9584 | 0.20767 | 0.66778 | 0 | 0 | 2.2874
2007-08-10 04:00 | 0 | 0 | -113.1926 | 90 | 0 | 0 | 0.24944 | 0.24944 | 0 | 0 | 0 | 0.24944 | 0 | 0 | 0 | 0 | 0 | 0.26257 | 0.24944 | 0 | 0 | 3.2282 | 1.6483 | 0 | 0.26257 | -0.26257 | 2.6607 | 44.3456 | 0.20767 | 0.27438 | 0 | 0 | 1.6483
2007-08-10 05:00 | 0 | 0 | -108.7757 | 90 | 0 | 0 | 0.062987 | 0.062987 | 0 | 0 | 0 | 0.062987 | 0 | 0 | 1.3878e-17 | 0 | 0 | 0.066302 | 0.062987 | 0 | 0 | 3.5199 | 1.3858 | 0 | 0.066302 | -0.066302 | 2.5909 | 43.1808 | 0.20767 | 0.069286 | 0 | 0 | 1.3858
2007-08-10 06:00 | 0.003193 | 0.024155 | -105.8633 | 92.4356 | 0.0031538 | 0.0056264 | 0.54093 | 0.54093 | 0 | 0 | 0 | 0.54093 | 1.0401 | 0 | 0 | 0 | 0.0056264 | 0.5694 | 0.54093 | 0 | 0 | 3.5936 | 1.3195 | 0 | 0.56377 | -0.56377 | 1.9966 | 33.2764 | 0.20767 | 0.59502 | 0.0045011 | 0 | 1.3251
2007-08-10 07:00 | 0.087854 | 14.3435 | -103.9828 | 78.0001 | 0.086863 | 0.15496 | 1.8489 | 1.8489 | 1.7 | 0 | 0.5202 | 1.8489 | 8.3815 | 0 | 0 | 0 | 0.15496 | 0.15671 | 0.14887 | 0 | 0 | 4.22 | 0.75571 | 0 | 0.0017456 | -0.0017456 | 1.9947 | 33.2457 | 0.20767 | 2.0338 | 0.12397 | 1.7 | 0.91067
2007-08-10 08:00 | 0.25593 | 28.754 | -102.9907 | 63.6314 | 0.25082 | 0.44746 | 1.4383 | 1.4383 | 1.7 | 0 | 0.5202 | 1.4383 | 31.1098 | 0 | 0 | 0 | 0.44746 | 0 | 0 | 0.26167 | 0.24858 | 4.2219 | 0.75396 | 0.69605 | 0 | 0.69605 | 2.6551 | 44.2512 | 0.20772 | 1.5822 | 0.35797 | 1.7 | 1.2014
2007-08-10 09:00 | 0.067206 | 43.1936 | -103.0643 | 49.4504 | 0.066854 | 0.11927 | 1.1654 | 1.1654 | 1.7 | 0 | 0.5202 | 1.1654 | 10.2343 | 0 | 0 | 0 | 0.11927 | 0 | 0 | 0.53464 | 0.5079 | 3.5259 | 1.3804 | 0.62717 | 0 | 0.62717 | 3.2501 | 54.1676 | 0.20778 | 1.2819 | 0.095414 | 1.7 | 1.4997
2007-08-10 10:00 | 0.11965 | 57.5779 | -105.077 | 35.7319 | 0.11902 | 0.21233 | 2.3073 | 2.3073 | 1.7 | 0 | 0.5202 | 2.3073 | 9.2025 | 0 | 0 | 0 | 0.21233 | 0.63922 | 0.60726 | 0 | 0 | 2.8987 | 1.9449 | 0 | 0.4269 | -0.4269 | 2.8001 | 46.6677 | 0.20778 | 2.538 | 0.16986 | 1.7 | 2.1572
2007-08-10 11:00 | 0.51509 | 71.6469 | -112.9542 | 23.3522 | 0.50945 | 0.90886 | 1.4011 | 1.4011 | 1.7 | 0 | 0.5202 | 1.4011 | 64.867 | 0 | 0 | 0 | 0.90886 | 0 | 0 | 0.29889 | 0.28395 | 3.373 | 1.518 | 1.1928 | 0 | 1.1928 | 3.9317 | 65.5276 | 0.20787 | 1.5412 | 0.72708 | 1.7 | 2.4268
2007-08-10 12:00 | 0.72813 | 82.9083 | -159.9026 | 15.8789 | 0.71404 | 1.2738 | 2.7828 | 2.7828 | 1.7 | 0 | 0.5202 | 2.7828 | 45.7747 | 0 | 0 | 0 | 1.2738 | 1.1398 | 1.0828 | 0 | 0 | 2.1802 | 2.5915 | 0.134 | 0 | 0.134 | 4.0588 | 67.6463 | 0.20788 | 3.0611 | 1.0191 | 1.7 | 3.8653
2007-08-10 13:00 | 0.8422 | 76.1253 | 119.8502 | 19.9408 | 0.82054 | 1.4638 | 0.95028 | 0.95028 | 1.5036 | 0 | 0.46657 | 0.95028 | 154.0424 | 0 | 0 | 0 | 1.4638 | 0 | 0 | 0.55327 | 0.52561 | 2.0462 | 2.7121 | 1.9894 | 0 | 1.9894 | 5.9461 | 99.1022 | 0.20781 | 1.0453 | 1.1711 | 1.7 | 4.1759
2007-08-10 14:00 | 0.63615 | 62.3772 | 106.6457 | 31.3306 | 0.62247 | 1.1105 | 0 | 0 | 0 | 0 | 0 | 0 | 0 | 1.0537 | 0 | 0 | 1.1105 | 0 | 0 | 0 | 0 | 0.056783 | 4.5026 | 0.056783 | 0 | 0.056783 | 6 | 100 | 0.2078 | 0 | 0.88839 | 0 | 5.6131
2007-08-10 15:00 | 0.40591 | 48.0492 | 103.4416 | 44.7569 | 0.40022 | 0.71399 | 1.1152 | 1.1152 | 0 | 0 | 0 | 1.1152 | 64.0208 | 0 | 0 | 0 | 0.71399 | 1.1739 | 1.1152 | 0 | 0 | 0 | 4.5537 | 0 | 0.45995 | -0.45995 | 5.5152 | 91.9194 | 0.2078 | 1.2268 | 0.57119 | 0 | 5.2677
2007-08-10 16:00 | 0.38652 | 33.6157 | 102.8748 | 58.8271 | 0.37281 | 0.66509 | 1.2688 | 1.2688 | 1.1224 | 0 | 0.36252 | 1.2688 | 52.4207 | 0 | 0 | 0 | 0.66509 | 0.15403 | 0.14633 | 0 | 0 | 0.51106 | 4.0937 | 0.51106 | 0 | 0.51106 | 6 | 100 | 0.20783 | 1.3956 | 0.53207 | 1.7 | 4.7588
2007-08-10 17:00 | 0.15509 | 19.1884 | 103.5486 | 73.1501 | 0.15201 | 0.27119 | 2.7974 | 2.7974 | 1.7 | 0 | 0.5202 | 2.7974 | 9.6943 | 0 | 0 | 0 | 0.27119 | 1.1552 | 1.0974 | 0 | 0 | 0 | 4.5537 | 0 | 0.884 | -0.884 | 5.0682 | 84.4697 | 0.20783 | 3.0772 | 0.21695 | 1.7 | 4.8249
2007-08-10 18:00 | 0.041176 | 4.831 | 105.1278 | 87.5729 | 0.038305 | 0.068337 | 3.3416 | 3.08 | 1.7 | 0 | 0.5202 | 3.08 | 2.2187 | 2.2204e-16 | 0.26159 | 0.59575 | 0.068337 | 1.4526 | 1.38 | 0 | 0 | 0.98222 | 3.6697 | 0 | 1.3843 | -1.3843 | 3.609 | 60.1502 | 0.20783 | 3.6757 | 0.054669 | 1.7 | 3.738
2007-08-10 19:00 | 0 | 0 | 107.659 | 90 | 0 | 0 | 2.3767 | 2.3767 | 1.7 | 0 | 0.5202 | 2.3767 | 0 | 0 | 0 | 0 | 0 | 0.71235 | 0.67673 | 0 | 0 | 2.5203 | 2.2854 | 0 | 0.71235 | -0.71235 | 2.8581 | 47.6355 | 0.20783 | 2.6144 | 0 | 1.7 | 2.2854
2007-08-10 20:00 | 0 | 0 | 111.4891 | 90 | 0 | 0 | 1.6798 | 1.6798 | 1.7 | 0 | 0.5202 | 1.6798 | 0 | 0 | 0 | 0 | 0 | 0 | 0 | 0.020169 | 0.01916 | 3.3118 | 1.573 | 0.01916 | 0 | 0.01916 | 2.8763 | 47.9384 | 0.20783 | 1.8478 | 0 | 1.7 | 1.573
2007-08-10 21:00 | 0 | 0 | 117.43 | 90 | 0 | 0 | 2.4801 | 2.4801 | 1.7 | 0 | 0.5202 | 2.4801 | 0 | 0 | 0 | 0 | 0 | 0.82116 | 0.7801 | 0 | 0 | 3.2927 | 1.5903 | 0 | 0.82116 | -0.82116 | 2.0107 | 33.5122 | 0.20783 | 2.7281 | 0 | 1.7 | 1.5903
2007-08-10 22:00 | 0 | 0 | 127.2682 | 90 | 0 | 0 | 0.36717 | 0.36717 | 1.7 | 0 | 0.5202 | 0.36717 | 0 | 0 | 0 | 0 | 0 | 0 | 0 | 1.3328 | 1.2662 | 4.2051 | 0.76913 | 1.2662 | 0 | 1.2662 | 3.2119 | 53.5324 | 0.20794 | 0.40389 | 0 | 1.7 | 0.76913
2007-08-10 23:00 | 0 | 0 | 144.772 | 90 | 0 | 0 | 0.72426 | 0.72426 | 1.7 | 0 | 0.5202 | 0.72426 | 0 | 0 | 0 | 0 | 0 | 0 | 0 | 0.97574 | 0.92696 | 2.9389 | 1.9087 | 0.92696 | 0 | 0.92696 | 4.0913 | 68.1888 | 0.20803 | 0.79668 | 0 | 1.7 | 1.9087
2007-08-11 | 0 | 0 | 174.1983 | 90 | 0 | 0 | 0 | 0 | 1.4526 | 0 | 0.45267 | 0 | 0 | 0 | 0 | 0 | 0 | 0 | 0 | 1.4526 | 1.38 | 2.0119 | 2.743 | 1.38 | 0 | 1.38 | 5.4005 | 90.0085 | 0.20805 | 0 | 0 | 1.7 | 2.743
2007-08-11 01:00 | 0 | 0 | -152.9626 | 90 | 0 | 0 | 0.50083 | 0.50083 | 0 | 0 | 0 | 0.50083 | 0 | 0 | 0 | 0 | 0 | 0.52719 | 0.50083 | 0 | 0 | 0.63192 | 3.985 | 0 | 0.52719 | -0.52719 | 4.8448 | 80.7468 | 0.20805 | 0.55091 | 0 | 0 | 3.985
2007-08-11 02:00 | 0 | 0 | -131.6207 | 90 | 0 | 0 | 0.017595 | 0.017595 | 0 | 0 | 0 | 0.017595 | 0 | 0 | 3.4694e-18 | 0 | 0 | 0.018521 | 0.017595 | 0 | 0 | 1.2177 | 3.4578 | 0 | 0.018521 | -0.018521 | 4.8253 | 80.4214 | 0.20805 | 0.019355 | 0 | 0 | 3.4578
2007-08-11 03:00 | 0 | 0 | -119.7951 | 90 | 0 | 0 | 0.33724 | 0.33724 | 0 | 0 | 0 | 0.33724 | 0 | 0 | 0 | 0 | 0 | 0.35499 | 0.33724 | 0 | 0 | 1.2383 | 3.4393 | 0 | 0.35499 | -0.35499 | 4.4511 | 74.185 | 0.20805 | 0.37096 | 0 | 0 | 3.4393
2007-08-11 04:00 | 0 | 0 | -112.8572 | 90 | 0 | 0 | 0.44629 | 0.44629 | 0 | 0 | 0 | 0.44629 | 0 | 0 | 0 | 0 | 0 | 0.46977 | 0.44629 | 0 | 0 | 1.6327 | 3.0843 | 0 | 0.46977 | -0.46977 | 3.9559 | 65.9319 | 0.20805 | 0.49091 | 0 | 0 | 3.0843
2007-08-11 05:00 | 0 | 0 | -108.4647 | 90 | 0 | 0 | 0 | 0 | 0 | 0 | 0 | 0 | 0 | 0 | 0 | 0 | 0 | 0 | 0 | 0 | 0 | 2.1547 | 2.6145 | 0 | 0 | 0 | 3.9559 | 65.9319 | 0.20805 | 0 | 0 | 0 | 2.6145
2007-08-11 06:00 | 0.020297 | 0.0064541 | -105.5594 | 92.4072 | 0.011677 | 0.020832 | 0.40452 | 0.40452 | 0 | 0 | 0 | 0.40452 | 5.1497 | 0 | 5.5511e-17 | 0 | 0.020832 | 0.42581 | 0.40452 | 0 | 0 | 2.1547 | 2.6145 | 0 | 0.40498 | -0.40498 | 3.529 | 58.8171 | 0.20805 | 0.44498 | 0.016666 | 0 | 2.6353
2007-08-11 07:00 | 0.18935 | 14.346 | -103.6686 | 77.9502 | 0.16985 | 0.30301 | 1.5899 | 1.5899 | 1.7 | 0 | 0.5202 | 1.5899 | 19.0582 | 0 | 0 | 0 | 0.30301 | 0 | 0 | 0.11009 | 0.10458 | 2.6046 | 2.2095 | 0.40759 | 0 | 0.40759 | 3.9157 | 65.2617 | 0.20808 | 1.7489 | 0.24241 | 1.7 | 2.5125
2007-08-11 08:00 | 0.30844 | 28.7759 | -102.6444 | 63.5579 | 0.29833 | 0.53222 | 0.42385 | 0.42385 | 1.7 | 0 | 0.5202 | 0.42385 | 125.5682 | 0 | 0 | 0 | 0.53222 | 0 | 0 | 1.2762 | 1.2123 | 2.197 | 2.5763 | 1.7446 | 0 | 1.7446 | 5.5707 | 92.8456 | 0.2081 | 0.46623 | 0.42577 | 1.7 | 3.1086
2007-08-11 09:00 | 0.59678 | 43.2369 | -102.6509 | 49.3473 | 0.5729 | 1.0221 | 2.4938 | 2.4938 | 1.7 | 0 | 0.5202 | 2.4938 | 40.9845 | 0 | 0 | 0 | 1.0221 | 0.83554 | 0.79377 | 0 | 0 | 0.45249 | 4.1465 | 0.18652 | 0 | 0.18652 | 5.7477 | 95.7947 | 0.20812 | 2.7431 | 0.81765 | 1.7 | 5.1685
2007-08-11 10:00 | 0.87286 | 57.6501 | -104.5249 | 35.5852 | 0.84297 | 1.5039 | 0.75185 | 0.75185 | 0 | 0 | 0 | 0.75185 | 200.0215 | 0.44647 | 0 | 0 | 1.5039 | 0.79142 | 0.75185 | 0 | 0 | 0.26597 | 4.3143 | 0.26597 | 0 | 0.26597 | 6 | 100 | 0.20807 | 0.82703 | 1.2031 | 0 | 5.8182
2007-08-11 11:00 | 0.87926 | 71.7745 | -112.0736 | 23.132 | 0.85508 | 1.5255 | 0.018942 | 0.018942 | 0 | 0 | 0 | 0.018942 | 8053.277 | 1.5055 | 0 | 0 | 1.5255 | 0.019939 | 0.018942 | 0 | 0 | 0 | 4.5537 | 0 | 0 | 0 | 6 | 100 | 0.20807 | 0.020836 | 1.2204 | 0 | 6.0792
2007-08-11 12:00 | 0.82164 | 83.2024 | -159.2539 | 15.575 | 0.80287 | 1.4323 | 2.427 | 2.427 | 1.0663 | 0 | 0.3472 | 2.427 | 59.0157 | 0 | 0 | 0 | 1.4323 | 1.4323 | 1.3607 | 0 | 0 | 0 | 4.5537 | 0 | 0 | 0 | 6 | 100 | 0.20807 | 2.6697 | 1.1459 | 1.7 | 5.986
2007-08-11 13:00 | 0.51833 | 76.2322 | 118.6574 | 19.728 | 0.51306 | 0.91531 | 1.9569 | 1.9569 | 1.0874 | 0 | 0.35296 | 1.9569 | 46.7727 | 1.1102e-16 | 0 | 0 | 0.91531 | 0.91531 | 0.86954 | 0 | 0 | 0 | 4.5537 | 0 | 0 | 0 | 6 | 100 | 0.20807 | 2.1526 | 0.73224 | 1.7 | 5.469
2007-08-11 14:00 | 0.49869 | 62.4002 | 105.9909 | 31.2205 | 0.4925 | 0.87862 | 1.5317 | 1.5317 | 0.69705 | 0 | 0.24639 | 1.5317 | 57.361 | 0 | 0 | 0 | 0.87862 | 0.87862 | 0.83469 | 0 | 0 | 0 | 4.5537 | 0 | 0 | 0 | 6 | 100 | 0.20807 | 1.6849 | 0.7029 | 1.7 | 5.4323
2007-08-11 15:00 | 0.54929 | 48.0371 | 102.9867 | 44.7026 | 0.53412 | 0.95287 | 1.7089 | 1.7089 | 0.80371 | 0 | 0.27551 | 1.7089 | 55.7582 | 0 | 0 | 0 | 0.95287 | 0.95287 | 0.90523 | 0 | 0 | 0 | 4.5537 | 0 | 0 | 0 | 6 | 100 | 0.20807 | 1.8798 | 0.7623 | 1.7 | 5.5066
2007-08-11 16:00 | 0.50959 | 33.5805 | 102.5119 | 58.8076 | 0.48141 | 0.85884 | 1.0175 | 1.0175 | 0 | 0 | 0 | 1.0175 | 84.4069 | 0 | 0 | 0 | 0.85884 | 1.0711 | 1.0175 | 0 | 0 | 0 | 4.5537 | 0 | 0.21221 | -0.21221 | 5.7763 | 96.2718 | 0.20807 | 1.1192 | 0.68707 | 0 | 5.4125
2007-08-11 17:00 | 0.28095 | 19.1337 | 103.2316 | 73.1564 | 0.25484 | 0.45464 | 2.3981 | 2.3981 | 1.7 | 0 | 0.5202 | 2.3981 | 18.9585 | 3.3307e-16 | 0 | 0 | 0.45464 | 0.73482 | 0.69808 | 0 | 0 | 0.23579 | 4.3415 | 0 | 0.28018 | -0.28018 | 5.481 | 91.3496 | 0.20807 | 2.6379 | 0.36371 | 1.7 | 4.7961
2007-08-11 18:00 | 0.074137 | 4.7571 | 104.8315 | 87.6012 | 0.044699 | 0.079742 | 1.2456 | 1.2456 | 0 | 0 | 0 | 1.2456 | 6.4019 | 0 | 2.2204e-16 | 0 | 0.079742 | 1.3112 | 1.2456 | 0 | 0 | 0.5471 | 4.0613 | 0 | 1.2314 | -1.2314 | 4.1829 | 69.7157 | 0.20807 | 1.3702 | 0.063794 | 0 | 4.141
2007-08-11 19:00 | 0 | 0 | 107.3659 | 90 | 0 | 0 | 1.7223 | 1.7223 | 1.7 | 0 | 0.5202 | 1.7223 | 0 | 0 | 0 | 0 | 0 | 0.02346 | 0.022287 | 0 | 0 | 1.9154 | 2.8299 | 0 | 0.02346 | -0.02346 | 4.1582 | 69.3035 | 0.20807 | 1.8945 | 0 | 1.7 | 2.8299
2007-08-11 20:00 | 0 | 0 | 111.1846 | 90 | 0 | 0 | 1.1271 | 1.1271 | 1.7 | 0 | 0.5202 | 1.1271 | 0 | 0 | 0 | 0 | 0 | 0 | 0 | 0.57293 | 0.54429 | 1.9414 | 2.8064 | 0.54429 | 0 | 0.54429 | 4.6746 | 77.9095 | 0.20812 | 1.2398 | 0 | 1.7 | 2.8064
2007-08-11 21:00 | 0 | 0 | 117.1014 | 90 | 0 | 0 | 0.87093 | 0.87093 | 1.7 | 0 | 0.5202 | 0.87093 | 0 | 0 | 0 | 0 | 0 | 0 | 0 | 0.82907 | 0.78761 | 1.3971 | 3.2963 | 0.78761 | 0 | 0.78761 | 5.4218 | 90.3627 | 0.2082 | 0.95802 | 0 | 1.7 | 3.2963
2007-08-11 22:00 | 0 | 0 | 126.9153 | 90 | 0 | 0 | 0.57353 | 0.57353 | 0 | 0 | 0 | 0.57353 | 0 | 0 | 0 | 0 | 0 | 0.60372 | 0.57353 | 0 | 0 | 0.60952 | 4.0051 | 0 | 0.60372 | -0.60372 | 4.7854 | 79.7565 | 0.2082 | 0.63089 | 0 | 0 | 4.0051
2007-08-11 23:00 | 0 | 0 | 144.4646 | 90 | 0 | 0 | 0.012303 | 0.012303 | 0 | 0 | 0 | 0.012303 | 0 | 0 | 1.7347e-18 | 0 | 0 | 0.012951 | 0.012303 | 0 | 0 | 1.2803 | 3.4014 | 0 | 0.012951 | -0.012951 | 4.7717 | 79.5289 | 0.2082 | 0.013533 | 0 | 0 | 3.4014
2007-08-12 | 0 | 0 | 174.2045 | 90 | 0 | 0 | 0.16984 | 0.16984 | 0 | 0 | 0 | 0.16984 | 0 | 0 | 0 | 0 | 0 | 0.17878 | 0.16984 | 0 | 0 | 1.2947 | 3.3885 | 0 | 0.17878 | -0.17878 | 4.5833 | 76.3881 | 0.2082 | 0.18683 | 0 | 0 | 3.3885
2007-08-12 01:00 | 0 | 0 | -152.5814 | 90 | 0 | 0 | 0.49347 | 0.49347 | 0 | 0 | 0 | 0.49347 | 0 | 0 | 5.5511e-17 | 0 | 0 | 0.51944 | 0.49347 | 0 | 0 | 1.4934 | 3.2097 | 0 | 0.51944 | -0.51944 | 4.0358 | 67.2625 | 0.2082 | 0.54281 | 0 | 0 | 3.2097
2007-08-12 02:00 | 0 | 0 | -131.1869 | 90 | 0 | 0 | 0.36569 | 0.36569 | 0 | 0 | 0 | 0.36569 | 0 | 0 | 5.5511e-17 | 0 | 0 | 0.38493 | 0.36569 | 0 | 0 | 2.0705 | 2.6902 | 0 | 0.38493 | -0.38493 | 3.63 | 60.4999 | 0.2082 | 0.40226 | 0 | 0 | 2.6902
2007-08-12 03:00 | 0 | 0 | -119.4097 | 90 | 0 | 0 | 0.12653 | 0.12653 | 0 | 0 | 0 | 0.12653 | 0 | 0 | 0 | 0 | 0 | 0.13319 | 0.12653 | 0 | 0 | 2.4982 | 2.3053 | 0 | 0.13319 | -0.13319 | 3.4896 | 58.16 | 0.2082 | 0.13918 | 0 | 0 | 2.3053
2007-08-12 04:00 | 0 | 0 | -112.5155 | 90 | 0 | 0 | 0.14871 | 0.14871 | 0 | 0 | 0 | 0.14871 | 0 | 0 | 0 | 0 | 0 | 0.15654 | 0.14871 | 0 | 0 | 2.6462 | 2.1721 | 0 | 0.15654 | -0.15654 | 3.3246 | 55.4099 | 0.2082 | 0.16358 | 0 | 0 | 2.1721
2007-08-12 05:00 | 0 | 0 | -108.1484 | 90 | 0 | 0 | 0.10259 | 0.10259 | 0 | 0 | 0 | 0.10259 | 0 | 0 | 1.3878e-17 | 0 | 0 | 0.10799 | 0.10259 | 0 | 0 | 2.8201 | 2.0156 | 0 | 0.10799 | -0.10799 | 3.2108 | 53.5128 | 0.2082 | 0.11285 | 0 | 0 | 2.0156
2007-08-12 06:00 | 0.0093591 | 0 | -105.2507 | 90 | 0 | 0 | 0.3456 | 0.3456 | 0 | 0 | 0 | 0.3456 | 0 | 0 | 5.5511e-17 | 0 | 0 | 0.36379 | 0.3456 | 0 | 0 | 2.9401 | 1.9076 | 0 | 0.36379 | -0.36379 | 2.8273 | 47.1217 | 0.2082 | 0.38016 | 0 | 0 | 1.9076
2007-08-12 07:00 | 0.037405 | 14.3502 | -103.3495 | 77.8978 | 0.037159 | 0.066291 | 2.899 | 2.899 | 1.7 | 0 | 0.5202 | 2.899 | 2.2867 | 0 | 4.4409e-16 | 0.10886 | 0.066291 | 1.2621 | 1.199 | 0 | 0 | 3.3443 | 1.5438 | 0 | 1.1958 | -1.1958 | 1.5668 | 26.114 | 0.2082 | 3.1889 | 0.053033 | 1.7 | 1.6101
2007-08-12 08:00 | 0.11361 | 28.7993 | -102.2927 | 63.482 | 0.11291 | 0.20143 | 2.3214 | 2.222 | 1.7 | 0 | 0.5202 | 2.222 | 9.0652 | 0 | 0.099474 | 0.4847 | 0.20143 | 0.54944 | 0.52197 | 0 | 0 | 4.673 | 0.34802 | 0 | 0.34802 | -0.34802 | 1.2 | 20 | 0.2082 | 2.5536 | 0.16114 | 1.7 | 0.54944
2007-08-12 09:00 | 0.10206 | 43.2815 | -102.2308 | 49.2417 | 0.10151 | 0.1811 | 1.4934 | 1.4934 | 1.7 | 0 | 0.5202 | 1.4934 | 12.126 | 0 | 0 | 0 | 0.1811 | 0 | 0 | 0.20655 | 0.19622 | 5.0597 | 0 | 0.37732 | 0 | 0.37732 | 1.558 | 25.9659 | 0.20823 | 1.6428 | 0.14488 | 1.7 | 0.1811
2007-08-12 10:00 | 0.1451 | 57.723 | -103.9629 | 35.4361 | 0.14433 | 0.25748 | 0.81141 | 0.81141 | 1.7 | 0 | 0.5202 | 0.81141 | 31.7326 | 0 | 0 | 0 | 0.25748 | 0 | 0 | 0.88859 | 0.84416 | 4.6823 | 0.33959 | 1.1016 | 0 | 1.1016 | 2.6031 | 43.3844 | 0.20833 | 0.89255 | 0.20598 | 1.7 | 0.59707
2007-08-12 11:00 | 0.18435 | 71.9019 | -111.1698 | 22.9086 | 0.18338 | 0.32714 | 0.79389 | 0.79389 | 1.7 | 0 | 0.5202 | 0.79389 | 41.2074 | 0 | 0 | 0 | 0.32714 | 0 | 0 | 0.90611 | 0.8608 | 3.5807 | 1.3311 | 1.1879 | 0 | 1.1879 | 3.7301 | 62.1674 | 0.20843 | 0.87328 | 0.26171 | 1.7 | 1.6582
2007-08-12 12:00 | 0.15028 | 83.5007 | -158.5535 | 15.2663 | 0.1495 | 0.26671 | 1.9439 | 1.9439 | 1.7 | 0 | 0.5202 | 1.9439 | 13.7203 | 0 | 0 | 0 | 0.26671 | 0.25676 | 0.24392 | 0 | 0 | 2.3927 | 2.4002 | 0.0099555 | 0 | 0.0099555 | 3.7395 | 62.3248 | 0.20843 | 2.1383 | 0.21337 | 1.7 | 2.6669
2007-08-12 13:00 | 0.23267 | 76.3328 | 117.4245 | 19.5157 | 0.23142 | 0.41286 | 0.67981 | 0.67981 | 1.7 | 0 | 0.5202 | 0.67981 | 60.731 | 0 | 0 | 0 | 0.41286 | 0 | 0 | 1.0202 | 0.96918 | 2.3828 | 2.4092 | 1.382 | 0 | 1.382 | 5.0506 | 84.1767 | 0.20852 | 0.74779 | 0.33028 | 1.7 | 2.822
2007-08-12 14:00 | 0.1861 | 62.4183 | 105.3245 | 31.1131 | 0.1851 | 0.33022 | 0.31156 | 0.31156 | 0 | 0 | 0 | 0.31156 | 105.9885 | 0 | 0 | 0 | 0.33022 | 0.32796 | 0.31156 | 0 | 0 | 1.0008 | 3.653 | 0.0022599 | 0 | 0.0022599 | 5.0528 | 84.2124 | 0.20852 | 0.34272 | 0.26417 | 0 | 3.9832
2007-08-12 15:00 | 0.19584 | 48.0209 | 102.5251 | 44.6512 | 0.19472 | 0.34738 | 0.12041 | 0.12041 | 0 | 0 | 0 | 0.12041 | 288.4964 | 0 | 0 | 0 | 0.34738 | 0.12675 | 0.12041 | 0 | 0 | 0.9985 | 3.655 | 0.22064 | 0 | 0.22064 | 5.2621 | 87.7009 | 0.20848 | 0.13245 | 0.27791 | 0 | 4.0024
2007-08-12 16:00 | 0.085146 | 33.5415 | 102.1438 | 58.791 | 0.084673 | 0.15106 | 2.4575 | 2.4575 | 1.7 | 0 | 0.5202 | 2.4575 | 6.1467 | 2.2204e-16 | 0 | 0 | 0.15106 | 0.79739 | 0.75752 | 0 | 0 | 0.77786 | 3.8536 | 0 | 0.64634 | -0.64634 | 4.5808 | 76.346 | 0.20848 | 2.7033 | 0.12084 | 1.7 | 4.0047
2007-08-12 17:00 | 0.10703 | 19.0754 | 102.9103 | 73.1655 | 0.10614 | 0.18936 | 1.9367 | 1.9367 | 1.7 | 0 | 0.5202 | 1.9367 | 9.7774 | 5.5511e-17 | 0 | 0 | 0.18936 | 0.24913 | 0.23668 | 0 | 0 | 1.496 | 3.2073 | 0 | 0.059777 | -0.059777 | 4.5178 | 75.2958 | 0.20848 | 2.1303 | 0.15148 | 1.7 | 3.3966
2007-08-12 18:00 | 0.075866 | 4.6797 | 104.5312 | 87.6322 | 0.044378 | 0.07917 | 3.2603 | 3.08 | 1.7 | 0 | 0.5202 | 3.08 | 2.5705 | 0 | 0.18027 | 0.5063 | 0.07917 | 1.4526 | 1.38 | 0 | 0 | 1.5624 | 3.1475 | 0 | 1.3735 | -1.3735 | 3.07 | 51.1666 | 0.20848 | 3.5863 | 0.063336 | 1.7 | 3.2267
2007-08-12 19:00 | 0 | 0 | 107.0687 | 90 | 0 | 0 | 1.9789 | 1.9789 | 1.7 | 0 | 0.5202 | 1.9789 | 0 | 0 | 0 | 0 | 0 | 0.29356 | 0.27888 | 0 | 0 | 3.0885 | 1.774 | 0 | 0.29356 | -0.29356 | 2.7606 | 46.0093 | 0.20848 | 2.1768 | 0 | 1.7 | 1.774
2007-08-12 20:00 | 0 | 0 | 110.8755 | 90 | 0 | 0 | 0 | 0 | 1.4526 | 0 | 0.45267 | 0 | 0 | 0 | 0 | 0 | 0 | 0 | 0 | 1.4526 | 1.38 | 3.4147 | 1.4805 | 1.38 | 0 | 1.38 | 4.0697 | 67.829 | 0.2085 | 0 | 0 | 1.7 | 1.4805
2007-08-12 21:00 | 0 | 0 | 116.7677 | 90 | 0 | 0 | 0.62326 | 0.62326 | 1.7 | 0 | 0.5202 | 0.62326 | 0 | 0 | 0 | 0 | 0 | 0 | 0 | 1.0767 | 1.0229 | 2.0347 | 2.7225 | 1.0229 | 0 | 1.0229 | 5.0402 | 84.0025 | 0.2086 | 0.68558 | 0 | 1.7 | 2.7225
2007-08-12 22:00 | 0 | 0 | 126.5561 | 90 | 0 | 0 | 0 | 0 | 0 | 0 | 0 | 0 | 0 | 0 | 0 | 0 | 0 | 0 | 0 | 0 | 0 | 1.0118 | 3.6431 | 0 | 0 | 0 | 5.0402 | 84.0025 | 0.2086 | 0 | 0 | 0 | 3.6431
2007-08-12 23:00 | 0 | 0 | 144.1509 | 90 | 0 | 0 | 0.28982 | 0.28982 | 0 | 0 | 0 | 0.28982 | 0 | 0 | 5.5511e-17 | 0 | 0 | 0.30507 | 0.28982 | 0 | 0 | 1.0118 | 3.6431 | 0 | 0.30507 | -0.30507 | 4.7186 | 78.643 | 0.2086 | 0.3188 | 0 | 0 | 3.6431
2007-08-13 | 0 | 0 | 174.2161 | 90 | 0 | 0 | 0.25787 | 0.25787 | 0 | 0 | 0 | 0.25787 | 0 | 0 | 0 | 0 | 0 | 0.27144 | 0.25787 | 0 | 0 | 1.3507 | 3.338 | 0 | 0.27144 | -0.27144 | 4.4325 | 73.8742 | 0.2086 | 0.28366 | 0 | 0 | 3.338
2007-08-13 01:00 | 0 | 0 | -152.1837 | 90 | 0 | 0 | 0.12751 | 0.12751 | 0 | 0 | 0 | 0.12751 | 0 | 0 | 0 | 0 | 0 | 0.13422 | 0.12751 | 0 | 0 | 1.6523 | 3.0666 | 0 | 0.13422 | -0.13422 | 4.291 | 71.5163 | 0.2086 | 0.14026 | 0 | 0 | 3.0666
2007-08-13 02:00 | 0 | 0 | -130.7408 | 90 | 0 | 0 | 0 | 0 | 0 | 0 | 0 | 0 | 0 | 0 | 0 | 0 | 0 | 0 | 0 | 0 | 0 | 1.8015 | 2.9324 | 0 | 0 | 0 | 4.291 | 71.5163 | 0.2086 | 0 | 0 | 0 | 2.9324
2007-08-13 03:00 | 0 | 0 | -119.0161 | 90 | 0 | 0 | 0.023613 | 0.023613 | 0 | 0 | 0 | 0.023613 | 0 | 0 | 3.4694e-18 | 0 | 0 | 0.024856 | 0.023613 | 0 | 0 | 1.8015 | 2.9324 | 0 | 0.024856 | -0.024856 | 4.2648 | 71.0796 | 0.2086 | 0.025974 | 0 | 0 | 2.9324
2007-08-13 04:00 | 0 | 0 | -112.1677 | 90 | 0 | 0 | 0.22582 | 0.22582 | 0 | 0 | 0 | 0.22582 | 0 | 0 | 2.7756e-17 | 0 | 0 | 0.2377 | 0.22582 | 0 | 0 | 1.8291 | 2.9075 | 0 | 0.2377 | -0.2377 | 4.0142 | 66.9036 | 0.2086 | 0.2484 | 0 | 0 | 2.9075
2007-08-13 05:00 | 0 | 0 | -107.8268 | 90 | 0 | 0 | 0 | 0 | 0 | 0 | 0 | 0 | 0 | 0 | 0 | 0 | 0 | 0 | 0 | 0 | 0 | 2.0932 | 2.6698 | 0 | 0 | 0 | 4.0142 | 66.9036 | 0.2086 | 0 | 0 | 0 | 2.6698
2007-08-13 06:00 | 0.01398 | 0 | -104.9371 | 90 | 0 | 0 | 0.2024 | 0.2024 | 0 | 0 | 0 | 0.2024 | 0 | 0 | 2.7756e-17 | 0 | 0 | 0.21305 | 0.2024 | 0 | 0 | 2.0932 | 2.6698 | 0 | 0.21305 | -0.21305 | 3.7896 | 63.1606 | 0.2086 | 0.22264 | 0 | 0 | 2.6698
2007-08-13 07:00 | 0.064173 | 14.3561 | -103.0256 | 77.8428 | 0.063665 | 0.11358 | 0.52282 | 0.52282 | 0 | 0 | 0 | 0.52282 | 21.724 | 0 | 0 | 0 | 0.11358 | 0.55034 | 0.52282 | 0 | 0 | 2.3299 | 2.4568 | 0 | 0.43676 | -0.43676 | 3.3293 | 55.4875 | 0.2086 | 0.57511 | 0.090862 | 0 | 2.5703
2007-08-13 08:00 | 0.14345 | 28.8243 | -101.9356 | 63.4037 | 0.14251 | 0.25424 | 0.094115 | 0.094115 | 0 | 0 | 0 | 0.094115 | 270.1397 | 0 | 0 | 0 | 0.25424 | 0.099068 | 0.094115 | 0 | 0 | 2.8152 | 2.02 | 0.15517 | 0 | 0.15517 | 3.4765 | 57.941 | 0.20857 | 0.10353 | 0.20339 | 0 | 2.2742
2007-08-13 09:00 | 0.35865 | 43.3273 | -101.8041 | 49.1339 | 0.35403 | 0.63159 | 1.7206 | 1.7206 | 1.7 | 0 | 0.5202 | 1.7206 | 36.7082 | 0 | 0 | 0 | 0.63159 | 0.021651 | 0.020569 | 0 | 0 | 2.6601 | 2.1596 | 0.60994 | 0 | 0.60994 | 4.0551 | 67.585 | 0.20861 | 1.8926 | 0.50527 | 1.7 | 2.7912
2007-08-13 10:00 | 0.62887 | 57.7966 | -103.3909 | 35.2847 | 0.6147 | 1.0966 | 1.635 | 1.635 | 1.7 | 0 | 0.5202 | 1.635 | 67.0708 | 0 | 0 | 0 | 1.0966 | 0 | 0 | 0.064987 | 0.061738 | 2.0501 | 2.7086 | 1.1584 | 0 | 1.1584 | 5.154 | 85.9001 | 0.20869 | 1.7985 | 0.87729 | 1.7 | 3.8052
2007-08-13 11:00 | 0.33448 | 72.0288 | -110.2425 | 22.6824 | 0.33253 | 0.59324 | 0 | 0 | 0 | 0 | 0 | 0 | 0 | 0 | 0 | 0 | 0.59324 | 0 | 0 | 0 | 0 | 0.89176 | 3.7511 | 0.59324 | 0 | 0.59324 | 5.7168 | 95.28 | 0.20858 | 0 | 0.47459 | 0 | 4.3443
2007-08-13 12:00 | 0.49704 | 83.8031 | -157.7924 | 14.9527 | 0.4928 | 0.87916 | 2.9629 | 2.9629 | 1.7 | 0 | 0.5202 | 2.9629 | 29.6725 | 0 | 0 | 0.17918 | 0.87916 | 1.3294 | 1.2629 | 0 | 0 | 0.29852 | 4.285 | 0 | 0.4502 | -0.4502 | 5.2423 | 87.3709 | 0.20858 | 3.2592 | 0.70333 | 1.7 | 5.1642
2007-08-13 13:00 | 0.29297 | 76.4266 | 116.1525 | 19.3043 | 0.29136 | 0.51979 | 0 | 0 | 0 | 0 | 0 | 0 | 0 | 0 | 0 | 0 | 0.51979 | 0 | 0 | 0 | 0 | 0.79874 | 3.8348 | 0.51979 | 0 | 0.51979 | 5.7354 | 95.5894 | 0.20849 | 0 | 0.41583 | 0 | 4.3546
2007-08-13 14:00 | 0.21279 | 62.4313 | 104.647 | 31.0085 | 0.21163 | 0.37755 | 0 | 0 | 0 | 0 | 0 | 0 | 0 | 0.098601 | 0 | 0 | 0.37755 | 0 | 0 | 0 | 0 | 0.27895 | 4.3026 | 0.27895 | 0 | 0.27895 | 6 | 100 | 0.20844 | 0 | 0.30204 | 0 | 4.6802
2007-08-13 15:00 | 0.41195 | 48.0005 | 102.0569 | 44.6028 | 0.4063 | 0.72483 | 2.2687 | 2.2687 | 1.5802 | 0 | 0.48748 | 2.2687 | 31.9487 | 0 | 0 | 0 | 0.72483 | 0.72483 | 0.68859 | 0 | 0 | 0 | 4.5537 | 0 | 0 | 0 | 6 | 100 | 0.20844 | 2.4956 | 0.57987 | 1.7 | 5.2785
2007-08-13 16:00 | 0.26362 | 33.4987 | 101.7708 | 58.7772 | 0.26033 | 0.46443 | 1.9915 | 1.9915 | 1.5503 | 0 | 0.47933 | 1.9915 | 23.3207 | 5.5511e-17 | 0 | 0 | 0.46443 | 0.46443 | 0.44121 | 0 | 0 | 0 | 4.5537 | 0 | 0 | 0 | 6 | 100 | 0.20844 | 2.1906 | 0.37154 | 1.7 | 5.0181
2007-08-13 17:00 | 0.058554 | 19.0136 | 102.5847 | 73.1772 | 0.058181 | 0.1038 | 0 | 0 | 0 | 0 | 0 | 0 | 0 | 0.1038 | 0 | 0 | 0.1038 | 0 | 0 | 0 | 0 | 0 | 4.5537 | 0 | 0 | 0 | 6 | 100 | 0.20844 | 0 | 0.083036 | 0 | 4.6575
2007-08-13 18:00 | 0.016976 | 4.599 | 104.2268 | 87.6658 | 0.016763 | 0.029906 | 1.1257 | 1.1257 | 0 | 0 | 0 | 1.1257 | 2.6565 | 0 | 0 | 0 | 0.029906 | 1.185 | 1.1257 | 0 | 0 | 0 | 4.5537 | 0 | 1.1551 | -1.1551 | 4.7825 | 79.7075 | 0.20844 | 1.2383 | 0.023924 | 0 | 4.5836
2007-08-13 19:00 | 0 | 0 | 106.7675 | 90 | 0 | 0 | 2.0327 | 2.0327 | 1.7 | 0 | 0.5202 | 2.0327 | 0 | 0 | 0 | 0 | 0 | 0.35018 | 0.33267 | 0 | 0 | 1.2834 | 3.3986 | 0 | 0.35018 | -0.35018 | 4.4133 | 73.5555 | 0.20844 | 2.2359 | 0 | 1.7 | 3.3986
2007-08-13 20:00 | 0 | 0 | 110.5621 | 90 | 0 | 0 | 0.051487 | 0.051487 | 1.5041 | 0 | 0.46672 | 0.051487 | 0 | 2.2204e-16 | 0 | 0 | 0 | 0 | 0 | 1.4526 | 1.38 | 1.6725 | 3.0484 | 1.38 | 0 | 1.38 | 5.7225 | 95.3752 | 0.20848 | 0.056636 | 0 | 1.7 | 3.0484
2007-08-13 21:00 | 0 | 0 | 116.4288 | 90 | 0 | 0 | 0.94378 | 0.94378 | 0 | 0 | 0 | 0.94378 | 0 | 0 | 1.1102e-16 | 0 | 0 | 0.99345 | 0.94378 | 0 | 0 | 0.2925 | 4.2904 | 0 | 0.99345 | -0.99345 | 4.6753 | 77.9221 | 0.20848 | 1.0382 | 0 | 0 | 4.2904
2007-08-13 22:00 | 0 | 0 | 126.1904 | 90 | 0 | 0 | 0.08226 | 0.08226 | 0 | 0 | 0 | 0.08226 | 0 | 0 | 0 | 0 | 0 | 0.086589 | 0.08226 | 0 | 0 | 1.3963 | 3.297 | 0 | 0.086589 | -0.086589 | 4.5841 | 76.4008 | 0.20848 | 0.090486 | 0 | 0 | 3.297
2007-08-13 23:00 | 0 | 0 | 143.8309 | 90 | 0 | 0 | 0.39034 | 0.39034 | 0 | 0 | 0 | 0.39034 | 0 | 0 | 5.5511e-17 | 0 | 0 | 0.41089 | 0.39034 | 0 | 0 | 1.4925 | 3.2104 | 0 | 0.41089 | -0.41089 | 4.1509 | 69.1823 | 0.20848 | 0.42938 | 0 | 0 | 3.2104
2007-08-14 | 0 | 0 | 174.2335 | 90 | 0 | 0 | 0.1768 | 0.1768 | 0 | 0 | 0 | 0.1768 | 0 | 0 | 2.7756e-17 | 0 | 0 | 0.18611 | 0.1768 | 0 | 0 | 1.9491 | 2.7995 | 0 | 0.18611 | -0.18611 | 3.9548 | 65.9127 | 0.20848 | 0.19448 | 0 | 0 | 2.7995
2007-08-14 01:00 | 0 | 0 | -151.7691 | 90 | 0 | 0 | 0.0076892 | 0.0076892 | 0 | 0 | 0 | 0.0076892 | 0 | 0 | 8.6736e-19 | 0 | 0 | 0.0080939 | 0.0076892 | 0 | 0 | 2.1559 | 2.6134 | 0 | 0.0080939 | -0.0080939 | 3.9462 | 65.7705 | 0.20848 | 0.0084582 | 0 | 0 | 2.6134
2007-08-14 02:00 | 0 | 0 | -130.2827 | 90 | 0 | 0 | 0.43709 | 0.43709 | 0 | 0 | 0 | 0.43709 | 0 | 0 | 5.5511e-17 | 0 | 0 | 0.4601 | 0.43709 | 0 | 0 | 2.1649 | 2.6053 | 0 | 0.4601 | -0.4601 | 3.4613 | 57.6874 | 0.20848 | 0.4808 | 0 | 0 | 2.6053
2007-08-14 03:00 | 0 | 0 | -118.6143 | 90 | 0 | 0 | 0.15438 | 0.15438 | 0 | 0 | 0 | 0.15438 | 0 | 0 | 0 | 0 | 0 | 0.16251 | 0.15438 | 0 | 0 | 2.6761 | 2.1452 | 0 | 0.16251 | -0.16251 | 3.29 | 54.8324 | 0.20848 | 0.16982 | 0 | 0 | 2.1452
2007-08-14 04:00 | 0 | 0 | -111.8138 | 90 | 0 | 0 | 0.20163 | 0.20163 | 0 | 0 | 0 | 0.20163 | 0 | 0 | 2.7756e-17 | 0 | 0 | 0.21225 | 0.20163 | 0 | 0 | 2.8567 | 1.9827 | 0 | 0.21225 | -0.21225 | 3.0662 | 51.1036 | 0.20848 | 0.2218 | 0 | 0 | 1.9827
2007-08-14 05:00 | 0 | 0 | -107.5002 | 90 | 0 | 0 | 0.34971 | 0.34971 | 0 | 0 | 0 | 0.34971 | 0 | 0 | 5.5511e-17 | 0 | 0 | 0.36812 | 0.34971 | 0 | 0 | 3.0925 | 1.7705 | 0 | 0.36812 | -0.36812 | 2.6782 | 44.6365 | 0.20848 | 0.38468 | 0 | 0 | 1.7705
2007-08-14 06:00 | 0.023573 | 0 | -104.6188 | 90 | 0 | 0 | 0.31905 | 0.31905 | 0 | 0 | 0 | 0.31905 | 0 | 0 | 5.5511e-17 | 0 | 0 | 0.33584 | 0.31905 | 0 | 0 | 3.5015 | 1.4023 | 0 | 0.33584 | -0.33584 | 2.3242 | 38.7363 | 0.20848 | 0.35096 | 0 | 0 | 1.4023
2007-08-14 07:00 | 0.16804 | 14.3638 | -102.6969 | 77.7854 | 0.15592 | 0.27816 | 0.29222 | 0.29222 | 0 | 0 | 0 | 0.29222 | 95.1905 | 5.5511e-17 | 0 | 0 | 0.27816 | 0.3076 | 0.29222 | 0 | 0 | 3.8747 | 1.0665 | 0 | 0.029434 | -0.029434 | 2.2932 | 38.2192 | 0.20848 | 0.32144 | 0.22253 | 0 | 1.3447
2007-08-14 08:00 | 0.33546 | 28.8508 | -101.5732 | 63.3231 | 0.32293 | 0.5761 | 1.5774 | 1.5774 | 1.7 | 0 | 0.5202 | 1.5774 | 36.522 | 0 | 0 | 0 | 0.5761 | 0 | 0 | 0.12259 | 0.11646 | 3.9074 | 1.0371 | 0.69256 | 0 | 0.69256 | 2.9502 | 49.1695 | 0.20853 | 1.7352 | 0.46088 | 1.7 | 1.6132
2007-08-14 09:00 | 0.65762 | 43.3742 | -101.3708 | 49.0239 | 0.63116 | 1.126 | 0.87973 | 0.87973 | 1.7 | 0 | 0.5202 | 0.87973 | 127.9931 | 0 | 0 | 0 | 1.126 | 0 | 0 | 0.82027 | 0.77926 | 3.2148 | 1.6604 | 1.9052 | 0 | 1.9052 | 4.7577 | 79.2941 | 0.20852 | 0.9677 | 0.90079 | 1.7 | 2.7864
2007-08-14 10:00 | 0.62236 | 57.8706 | -102.8089 | 35.1311 | 0.60902 | 1.0865 | 0.088453 | 0.088453 | 0.425 | 0 | 0.17213 | 0.088453 | 1228.337 | 0.10174 | 0 | 0 | 1.0865 | 0 | 0 | 0.2348 | 0.22306 | 1.3096 | 3.3751 | 1.3096 | 0 | 1.3096 | 6 | 100 | 0.20828 | 0.097298 | 0.8692 | 1.7 | 4.4616
2007-08-14 11:00 | 0.94467 | 72.1549 | -109.2912 | 22.4534 | 0.91997 | 1.6412 | 2.3985 | 2.3985 | 1.0185 | 0 | 0.33416 | 2.3985 | 68.4263 | 0.1886 | 0 | 0 | 1.6412 | 1.4526 | 1.38 | 0 | 0 | 0 | 4.5537 | 0 | 0 | 0 | 6 | 100 | 0.20828 | 2.6384 | 1.313 | 1.7 | 6.1949
2007-08-14 12:00 | 1.0349 | 84.1094 | -156.9602 | 14.6344 | 1.0092 | 1.8004 | 0.61255 | 0.61255 | 0 | 0 | 0 | 0.61255 | 293.9271 | 1.1557 | 0 | 0 | 1.8004 | 0.64479 | 0.61255 | 0 | 0 | 0 | 4.5537 | 0 | 0 | 0 | 6 | 100 | 0.20828 | 0.6738 | 1.4404 | 0 | 6.3541
2007-08-14 13:00 | 0.85989 | 76.5131 | 114.8421 | 19.0942 | 0.83985 | 1.4983 | 0.95716 | 0.95716 | 0 | 0 | 0 | 0.95716 | 156.5353 | 0.49076 | 0 | 0 | 1.4983 | 1.0075 | 0.95716 | 0 | 0 | 0 | 4.5537 | 0 | 0 | 0 | 6 | 100 | 0.20828 | 1.0529 | 1.1986 | 0 | 6.052
2007-08-14 14:00 | 0.87351 | 62.4391 | 103.9588 | 30.9069 | 0.84826 | 1.5133 | 1.4666 | 1.4666 | 0.425 | 0 | 0.17213 | 1.4666 | 103.1818 | 0.41684 | 0 | 0 | 1.5133 | 1.0965 | 1.0416 | 0 | 0 | 0 | 4.5537 | 0 | 0 | 0 | 6 | 100 | 0.20828 | 1.6133 | 1.2106 | 1.7 | 6.067
2007-08-14 15:00 | 0.64053 | 47.9757 | 101.5824 | 44.5574 | 0.61949 | 1.1052 | 0.3235 | 0.3235 | 0 | 0 | 0 | 0.3235 | 341.6312 | 0.76465 | 0 | 0 | 1.1052 | 0.34052 | 0.3235 | 0 | 0 | 0 | 4.5537 | 0 | 0 | 0 | 6 | 100 | 0.20828 | 0.35585 | 0.88414 | 0 | 5.6589
2007-08-14 16:00 | 0.53858 | 33.4521 | 101.3931 | 58.7664 | 0.50963 | 0.90918 | 3.3396 | 3.08 | 1.7 | 0 | 0.5202 | 3.08 | 29.519 | 2.2204e-16 | 0.25962 | 0.59358 | 0.90918 | 1.4526 | 1.38 | 0 | 0 | 0 | 4.5537 | 0 | 0.54345 | -0.54345 | 5.4272 | 90.4526 | 0.20828 | 3.6736 | 0.72735 | 1.7 | 5.4629
2007-08-14 17:00 | 0.32062 | 18.9483 | 102.255 | 73.1918 | 0.28844 | 0.51457 | 1.1612 | 1.1612 | 0 | 0 | 0 | 1.1612 | 44.3147 | 0 | 0 | 0 | 0.51457 | 1.2223 | 1.1612 | 0 | 0 | 0.60383 | 4.0102 | 0 | 0.70772 | -0.70772 | 4.6812 | 78.0192 | 0.20828 | 1.2773 | 0.41166 | 0 | 4.5248
2007-08-14 18:00 | 0.075799 | 4.515 | 103.9186 | 87.702 | 0.043595 | 0.077773 | 2.5392 | 2.5392 | 1.7 | 0 | 0.5202 | 2.5392 | 3.0629 | 1.1102e-16 | 0 | 0 | 0.077773 | 0.88339 | 0.83922 | 0 | 0 | 1.3902 | 3.3025 | 0 | 0.80562 | -0.80562 | 3.832 | 63.8659 | 0.20828 | 2.7931 | 0.062218 | 1.7 | 3.3803
2007-08-14 19:00 | 0 | 0 | 106.4623 | 90 | 0 | 0 | 1.1416 | 1.1416 | 1.7 | 0 | 0.5202 | 1.1416 | 0 | 1.1102e-16 | 0 | 0 | 0 | 0 | 0 | 0.55843 | 0.53051 | 2.2853 | 2.4969 | 0.53051 | 0 | 0.53051 | 4.3352 | 72.2539 | 0.20833 | 1.2557 | 0 | 1.7 | 2.4969
2007-08-14 20:00 | 0 | 0 | 110.2444 | 90 | 0 | 0 | 1.1065 | 1.1065 | 1.7 | 0 | 0.5202 | 1.1065 | 0 | 0 | 0 | 0 | 0 | 0 | 0 | 0.59346 | 0.56379 | 1.7548 | 2.9744 | 0.56379 | 0 | 0.56379 | 4.8701 | 81.1682 | 0.20839 | 1.2172 | 0 | 1.7 | 2.9744
2007-08-14 21:00 | 0 | 0 | 116.0847 | 90 | 0 | 0 | 0.94426 | 0.94426 | 0 | 0 | 0 | 0.94426 | 0 | 0 | 1.1102e-16 | 0 | 0 | 0.99396 | 0.94426 | 0 | 0 | 1.191 | 3.4818 | 0 | 0.99396 | -0.99396 | 3.8224 | 63.7061 | 0.20839 | 1.0387 | 0 | 0 | 3.4818
2007-08-14 22:00 | 0 | 0 | 125.8182 | 90 | 0 | 0 | 0.16244 | 0.16244 | 0 | 0 | 0 | 0.16244 | 0 | 0 | 2.7756e-17 | 0 | 0 | 0.17099 | 0.16244 | 0 | 0 | 2.2954 | 2.4878 | 0 | 0.17099 | -0.17099 | 3.6421 | 60.7022 | 0.20839 | 0.17868 | 0 | 0 | 2.4878
2007-08-14 23:00 | 0 | 0 | 143.5042 | 90 | 0 | 0 | 0.13072 | 0.13072 | 0 | 0 | 0 | 0.13072 | 0 | 0 | 0 | 0 | 0 | 0.1376 | 0.13072 | 0 | 0 | 2.4854 | 2.3168 | 0 | 0.1376 | -0.1376 | 3.4971 | 58.2848 | 0.20839 | 0.14379 | 0 | 0 | 2.3168
2007-08-15 | 0 | 0 | 174.2566 | 90 | 0 | 0 | 0.30847 | 0.30847 | 0 | 0 | 0 | 0.30847 | 0 | 0 | 0 | 0 | 0 | 0.32471 | 0.30847 | 0 | 0 | 2.6383 | 2.1792 | 0 | 0.32471 | -0.32471 | 3.1548 | 52.5802 | 0.20839 | 0.33932 | 0 | 0 | 2.1792
2007-08-15 01:00 | 0 | 0 | -151.3372 | 90 | 0 | 0 | 0.15861 | 0.15861 | 0 | 0 | 0 | 0.15861 | 0 | 0 | 0 | 0 | 0 | 0.16696 | 0.15861 | 0 | 0 | 2.9991 | 1.8545 | 0 | 0.16696 | -0.16696 | 2.9788 | 49.6471 | 0.20839 | 0.17447 | 0 | 0 | 1.8545
2007-08-15 02:00 | 0 | 0 | -129.8123 | 90 | 0 | 0 | 0 | 0 | 0 | 0 | 0 | 0 | 0 | 0 | 0 | 0 | 0 | 0 | 0 | 0 | 0 | 3.1846 | 1.6875 | 0 | 0 | 0 | 2.9788 | 49.6471 | 0.20839 | 0 | 0 | 0 | 1.6875
2007-08-15 03:00 | 0 | 0 | -118.2046 | 90 | 0 | 0 | 0.22779 | 0.22779 | 0 | 0 | 0 | 0.22779 | 0 | 0 | 2.7756e-17 | 0 | 0 | 0.23977 | 0.22779 | 0 | 0 | 3.1846 | 1.6875 | 0 | 0.23977 | -0.23977 | 2.7261 | 45.4347 | 0.20839 | 0.25056 | 0 | 0 | 1.6875
2007-08-15 04:00 | 0 | 0 | -111.4539 | 90 | 0 | 0 | 0.39151 | 0.39151 | 0 | 0 | 0 | 0.39151 | 0 | 0 | 5.5511e-17 | 0 | 0 | 0.41211 | 0.39151 | 0 | 0 | 3.451 | 1.4478 | 0 | 0.41211 | -0.41211 | 2.2917 | 38.1946 | 0.20839 | 0.43066 | 0 | 0 | 1.4478
2007-08-15 05:00 | 0 | 0 | -107.1685 | 90 | 0 | 0 | 0.25812 | 0.25812 | 0 | 0 | 0 | 0.25812 | 0 | 0 | 0 | 0 | 0 | 0.27171 | 0.25812 | 0 | 0 | 3.9089 | 1.0357 | 0 | 0.27171 | -0.27171 | 2.0053 | 33.4212 | 0.20839 | 0.28393 | 0 | 0 | 1.0357
2007-08-15 06:00 | 0.025621 | 0 | -104.2958 | 90 | 0 | 0 | 0.054461 | 0.054461 | 0 | 0 | 0 | 0.054461 | 0 | 0 | 6.9389e-18 | 0 | 0 | 0.057328 | 0.054461 | 0 | 0 | 4.2108 | 0.76395 | 0 | 0.057328 | -0.057328 | 1.9448 | 32.4141 | 0.20839 | 0.059907 | 0 | 0 | 0.76395
2007-08-15 07:00 | 0.20966 | 14.3731 | -102.3635 | 77.7255 | 0.1861 | 0.33201 | 0 | 0 | 0 | 0 | 0 | 0 | 0 | 0 | 0 | 0 | 0.33201 | 0 | 0 | 0 | 0 | 4.2745 | 0.70662 | 0.33201 | 0 | 0.33201 | 2.2598 | 37.6636 | 0.20833 | 0 | 0.26561 | 0 | 1.0386
2007-08-15 08:00 | 0.46734 | 28.8786 | -101.2057 | 63.2401 | 0.4388 | 0.78281 | 1.8753 | 1.8753 | 1.7 | 0 | 0.5202 | 1.8753 | 41.7434 | 0 | 0 | 0 | 0.78281 | 0.18453 | 0.1753 | 0 | 0 | 3.9425 | 1.0054 | 0.59829 | 0 | 0.59829 | 2.8274 | 47.1233 | 0.20837 | 2.0628 | 0.62625 | 1.7 | 1.7882
2007-08-15 09:00 | 0.66447 | 43.422 | -100.9311 | 48.9117 | 0.63837 | 1.1389 | 2.651 | 2.651 | 1.7 | 0 | 0.5202 | 2.651 | 42.9595 | 0 | 0 | 0 | 1.1389 | 1.001 | 0.951 | 0 | 0 | 3.3442 | 1.5439 | 0.1378 | 0 | 0.1378 | 2.9581 | 49.3022 | 0.20838 | 2.9161 | 0.91108 | 1.7 | 2.6827
2007-08-15 10:00 | 0.79113 | 57.945 | -102.2171 | 34.9756 | 0.76829 | 1.3706 | 1.7774 | 1.7774 | 1.7 | 0 | 0.5202 | 1.7774 | 77.1147 | 0 | 0 | 0 | 1.3706 | 0.081465 | 0.077392 | 0 | 0 | 3.2064 | 1.6679 | 1.2892 | 0 | 1.2892 | 4.1811 | 69.6856 | 0.20847 | 1.9551 | 1.0965 | 1.7 | 3.0385
2007-08-15 11:00 | 0.76811 | 72.28 | -108.3157 | 22.2218 | 0.75219 | 1.3419 | 0.91898 | 0.91898 | 1.4656 | 0 | 0.4562 | 0.91898 | 146.0207 | 0 | 0 | 0 | 1.3419 | 0 | 0 | 0.54658 | 0.51925 | 1.9173 | 2.8282 | 1.8612 | 0 | 1.8612 | 5.9468 | 99.113 | 0.2084 | 1.0109 | 1.0735 | 1.7 | 4.1701
2007-08-15 12:00 | 0.88139 | 84.4192 | -156.0433 | 14.3115 | 0.86215 | 1.5381 | 2.8301 | 2.8301 | 1.4501 | 0 | 0.45198 | 2.8301 | 54.3467 | 0.029353 | 0 | 0.033137 | 1.5381 | 1.4526 | 1.38 | 0 | 0 | 0.056096 | 4.5032 | 0.056096 | 0 | 0.056096 | 6 | 100 | 0.20839 | 3.1131 | 1.2305 | 1.7 | 6.0413
2007-08-15 13:00 | 0.83998 | 76.5919 | 113.4946 | 18.8855 | 0.82152 | 1.4656 | 0.36857 | 0.36857 | 0 | 0 | 0 | 0.36857 | 397.6449 | 1.0776 | 0 | 0 | 1.4656 | 0.38797 | 0.36857 | 0 | 0 | 0 | 4.5537 | 0 | 0 | 0 | 6 | 100 | 0.20839 | 0.40543 | 1.1725 | 0 | 6.0193
2007-08-15 14:00 | 0.95674 | 62.4414 | 103.2605 | 30.8085 | 0.92938 | 1.658 | 0.61187 | 0.61187 | 0 | 0 | 0 | 0.61187 | 270.975 | 1.0139 | 0 | 0 | 1.658 | 0.64408 | 0.61187 | 0 | 0 | 0 | 4.5537 | 0 | 0 | 0 | 6 | 100 | 0.20839 | 0.67306 | 1.3264 | 0 | 6.2117
2007-08-15 15:00 | 0.5444 | 47.9466 | 101.1018 | 44.5152 | 0.53106 | 0.94742 | 1.383 | 1.383 | 0.48292 | 0 | 0.18794 | 1.383 | 68.5061 | 0 | 0 | 0 | 0.94742 | 0.94742 | 0.90004 | 0 | 0 | 0 | 4.5537 | 0 | 0 | 0 | 6 | 100 | 0.20839 | 1.5213 | 0.75793 | 1.7 | 5.5011
2007-08-15 16:00 | 0.36844 | 33.4017 | 101.0107 | 58.7585 | 0.35789 | 0.63847 | 1.0805 | 1.0805 | 0 | 0 | 0 | 1.0805 | 59.0878 | 0 | 0 | 0 | 0.63847 | 1.1374 | 1.0805 | 0 | 0 | 0 | 4.5537 | 0 | 0.49895 | -0.49895 | 5.4741 | 91.2344 | 0.20839 | 1.1886 | 0.51078 | 0 | 5.1922
2007-08-15 17:00 | 0.26364 | 18.8794 | 101.9213 | 73.2091 | 0.24275 | 0.43307 | 3.151 | 3.08 | 1.7 | 0 | 0.5202 | 3.08 | 14.0608 | 0 | 0.071036 | 0.38614 | 0.43307 | 1.4526 | 1.38 | 0 | 0 | 0.55439 | 4.0547 | 0 | 1.0196 | -1.0196 | 4.3994 | 73.3226 | 0.20839 | 3.4661 | 0.34646 | 1.7 | 4.4878
2007-08-15 18:00 | 0.055919 | 4.4277 | 103.6066 | 87.7408 | 0.042472 | 0.07577 | 0 | 0 | 1.4526 | 0 | 0.45267 | 0 | 0 | 0 | 0 | 0 | 0.07577 | 0 | 0 | 1.4526 | 1.38 | 1.6872 | 3.0352 | 1.4558 | 0 | 1.4558 | 5.7804 | 96.3403 | 0.2084 | 0 | 0.060616 | 1.7 | 3.111
2007-08-15 19:00 | 0 | 0 | 106.1532 | 90 | 0 | 0 | 1.2007 | 1.2007 | 0 | 0 | 0 | 1.2007 | 0 | 0 | 2.2204e-16 | 0 | 0 | 1.2639 | 1.2007 | 0 | 0 | 0.23146 | 4.3454 | 0 | 1.2639 | -1.2639 | 4.4481 | 74.1351 | 0.2084 | 1.3208 | 0 | 0 | 4.3454
2007-08-15 20:00 | 0 | 0 | 109.9223 | 90 | 0 | 0 | 0 | 0 | 0 | 0 | 0 | 0 | 0 | 0 | 0 | 0 | 0 | 0 | 0 | 0 | 0 | 1.6358 | 3.0814 | 0 | 0 | 0 | 4.4481 | 74.1351 | 0.2084 | 0 | 0 | 0 | 3.0814
2007-08-15 21:00 | 0 | 0 | 115.7355 | 90 | 0 | 0 | 1.3456 | 1.3456 | 1.7 | 0 | 0.5202 | 1.3456 | 0 | 0 | 0 | 0 | 0 | 0 | 0 | 0.35438 | 0.33666 | 1.6358 | 3.0814 | 0.33666 | 0 | 0.33666 | 4.7675 | 79.4582 | 0.20843 | 1.4802 | 0 | 1.7 | 3.0814
2007-08-15 22:00 | 0 | 0 | 125.4394 | 90 | 0 | 0 | 0 | 0 | 1.3676 | 0 | 0.42944 | 0 | 0 | 0 | 0 | 0 | 0 | 0 | 0 | 1.3676 | 1.2992 | 1.2992 | 3.3844 | 1.2992 | 0 | 1.2992 | 6 | 100 | 0.20845 | 0 | 0 | 1.7 | 3.3844
2007-08-15 23:00 | 0 | 0 | 143.1707 | 90 | 0 | 0 | 0.22086 | 0.22086 | 0 | 0 | 0 | 0.22086 | 0 | 0 | 2.7756e-17 | 0 | 0 | 0.23249 | 0.22086 | 0 | 0 | 0 | 4.5537 | 0 | 0.23249 | -0.23249 | 5.755 | 95.9156 | 0.20845 | 0.24295 | 0 | 0 | 4.5537
2007-08-16 | 0 | 0 | 174.2859 | 90 | 0 | 0 | 0.24681 | 0.24681 | 0 | 0 | 0 | 0.24681 | 0 | 0 | 0 | 0 | 0 | 0.2598 | 0.24681 | 0 | 0 | 0.25832 | 4.3212 | 0 | 0.2598 | -0.2598 | 5.4811 | 91.3515 | 0.20845 | 0.27149 | 0 | 0 | 4.3212
2007-08-16 01:00 | 0 | 0 | -150.8876 | 90 | 0 | 0 | 0.31388 | 0.31388 | 0 | 0 | 0 | 0.31388 | 0 | 0 | 0 | 0 | 0 | 0.3304 | 0.31388 | 0 | 0 | 0.54698 | 4.0614 | 0 | 0.3304 | -0.3304 | 5.1328 | 85.547 | 0.20845 | 0.34527 | 0 | 0 | 4.0614
2007-08-16 02:00 | 0 | 0 | -129.3298 | 90 | 0 | 0 | 0.11841 | 0.11841 | 0 | 0 | 0 | 0.11841 | 0 | 0 | 1.3878e-17 | 0 | 0 | 0.12464 | 0.11841 | 0 | 0 | 0.91409 | 3.731 | 0 | 0.12464 | -0.12464 | 5.0014 | 83.3573 | 0.20845 | 0.13025 | 0 | 0 | 3.731
2007-08-16 03:00 | 0 | 0 | -117.787 | 90 | 0 | 0 | 0 | 0 | 0 | 0 | 0 | 0 | 0 | 0 | 0 | 0 | 0 | 0 | 0 | 0 | 0 | 1.0526 | 3.6064 | 0 | 0 | 0 | 5.0014 | 83.3573 | 0.20845 | 0 | 0 | 0 | 3.6064
2007-08-16 04:00 | 0 | 0 | -111.0881 | 90 | 0 | 0 | 0 | 0 | 0 | 0 | 0 | 0 | 0 | 0 | 0 | 0 | 0 | 0 | 0 | 0 | 0 | 1.0526 | 3.6064 | 0 | 0 | 0 | 5.0014 | 83.3573 | 0.20845 | 0 | 0 | 0 | 3.6064
2007-08-16 05:00 | 0 | 0 | -106.832 | 90 | 0 | 0 | 0.11574 | 0.11574 | 0 | 0 | 0 | 0.11574 | 0 | 0 | 1.3878e-17 | 0 | 0 | 0.12184 | 0.11574 | 0 | 0 | 1.0526 | 3.6064 | 0 | 0.12184 | -0.12184 | 4.873 | 81.2168 | 0.20845 | 0.12732 | 0 | 0 | 3.6064
2007-08-16 06:00 | 0.013562 | 0 | -103.9684 | 90 | 0 | 0 | 0.057412 | 0.057412 | 0 | 0 | 0 | 0.057412 | 0 | 0 | 6.9389e-18 | 0 | 0 | 0.060434 | 0.057412 | 0 | 0 | 1.188 | 3.4845 | 0 | 0.060434 | -0.060434 | 4.8093 | 80.1551 | 0.20845 | 0.063154 | 0 | 0 | 3.4845
2007-08-16 07:00 | 0.058249 | 14.3841 | -102.0255 | 77.6633 | 0.057819 | 0.10315 | 1.4184 | 1.4184 | 1.7 | 0 | 0.5202 | 1.4184 | 7.2723 | 0 | 0 | 0 | 0.10315 | 0 | 0 | 0.28161 | 0.26753 | 1.2551 | 3.4241 | 0.37068 | 0 | 0.37068 | 5.161 | 86.016 | 0.20848 | 1.5602 | 0.082519 | 1.7 | 3.5272
2007-08-16 08:00 | 0.097921 | 28.9079 | -100.833 | 63.155 | 0.097349 | 0.17367 | 0.46001 | 0.46001 | 0 | 0 | 0 | 0.46001 | 37.7533 | 0 | 5.5511e-17 | 0 | 0.17367 | 0.48422 | 0.46001 | 0 | 0 | 0.88443 | 3.7577 | 0 | 0.31055 | -0.31055 | 4.8336 | 80.5602 | 0.20848 | 0.50601 | 0.13894 | 0 | 3.9314
2007-08-16 09:00 | 0.21703 | 43.4709 | -100.4849 | 48.7976 | 0.21574 | 0.38488 | 0 | 0 | 0 | 0 | 0 | 0 | 0 | 0 | 0 | 0 | 0.38488 | 0 | 0 | 0 | 0 | 1.2295 | 3.4472 | 0.38488 | 0 | 0.38488 | 5.1988 | 86.6457 | 0.20841 | 0 | 0.30791 | 0 | 3.832
2007-08-16 10:00 | 0.36469 | 58.0195 | -101.6154 | 34.8182 | 0.36207 | 0.64593 | 0 | 0 | 0 | 0 | 0 | 0 | 0 | 0 | 0 | 0 | 0.64593 | 0 | 0 | 0 | 0 | 0.8446 | 3.7935 | 0.64593 | 0 | 0.64593 | 5.8115 | 96.8587 | 0.2083 | 0 | 0.51674 | 0 | 4.4395
2007-08-16 11:00 | 0.47531 | 72.4037 | -107.3157 | 21.9878 | 0.47137 | 0.84092 | 0.53749 | 0.53749 | 0 | 0 | 0 | 0.53749 | 156.4512 | 0.076458 | 0 | 0 | 0.84092 | 0.56578 | 0.53749 | 0 | 0 | 0.19867 | 4.3749 | 0.19867 | 0 | 0.19867 | 6 | 100 | 0.20826 | 0.59124 | 0.67273 | 0 | 5.2158
2007-08-16 12:00 | 0.43067 | 84.7324 | -155.025 | 13.9841 | 0.42782 | 0.76323 | 0 | 0 | 0 | 0 | 0 | 0 | 0 | 0.76323 | 0 | 0 | 0.76323 | 0 | 0 | 0 | 0 | 0 | 4.5537 | 0 | 0 | 0 | 6 | 100 | 0.20826 | 0 | 0.61058 | 0 | 5.3169
2007-08-16 13:00 | 0.40575 | 76.6624 | 112.1114 | 18.6788 | 0.40313 | 0.71919 | 0 | 0 | 0 | 0 | 0 | 0 | 0 | 0.71919 | 0 | 0 | 0.71919 | 0 | 0 | 0 | 0 | 0 | 4.5537 | 0 | 0 | 0 | 6 | 100 | 0.20826 | 0 | 0.57535 | 0 | 5.2729
2007-08-16 14:00 | 0.20085 | 62.4383 | 102.5525 | 30.7135 | 0.19978 | 0.3564 | 0.69555 | 0.69555 | 0 | 0 | 0 | 0.69555 | 51.2398 | 0 | 0 | 0 | 0.3564 | 0.73216 | 0.69555 | 0 | 0 | 0 | 4.5537 | 0 | 0.37576 | -0.37576 | 5.6039 | 93.3986 | 0.20826 | 0.76511 | 0.28512 | 0 | 4.9101
2007-08-16 15:00 | 0.26781 | 47.913 | 100.6155 | 44.4763 | 0.26613 | 0.47477 | 1.483 | 1.483 | 1.4286 | 0 | 0.4461 | 1.483 | 32.0148 | 0 | 0 | 0 | 0.47477 | 0.057255 | 0.054392 | 0 | 0 | 0.41751 | 4.1779 | 0.41751 | 0 | 0.41751 | 6 | 100 | 0.20829 | 1.6313 | 0.37981 | 1.7 | 4.6527
2007-08-16 16:00 | 0.087448 | 33.3474 | 100.6238 | 58.7537 | 0.086966 | 0.15515 | 2.7967 | 2.7967 | 1.7 | 0 | 0.5202 | 2.7967 | 5.5476 | 0 | 4.4409e-16 | 0 | 0.15515 | 1.1544 | 1.0967 | 0 | 0 | 0 | 4.5537 | 0 | 0.99922 | -0.99922 | 4.9467 | 82.4455 | 0.20829 | 3.0763 | 0.12412 | 1.7 | 4.7088
2007-08-16 17:00 | 0.13905 | 18.807 | 101.5838 | 73.2293 | 0.13712 | 0.24462 | 1.1128 | 1.1128 | 0 | 0 | 0 | 1.1128 | 21.983 | 0 | 0 | 0 | 0.24462 | 1.1713 | 1.1128 | 0 | 0 | 1.1102 | 3.5545 | 0 | 0.92671 | -0.92671 | 3.9699 | 66.1648 | 0.20829 | 1.224 | 0.1957 | 0 | 3.7991
2007-08-16 18:00 | 0.034446 | 4.3371 | 103.2908 | 87.7822 | 0.032825 | 0.05856 | 1.1878 | 1.1878 | 0 | 0 | 0 | 1.1878 | 4.9302 | 0 | 4.4409e-16 | 0 | 0.05856 | 1.2503 | 1.1878 | 0 | 0 | 2.1399 | 2.6278 | 0 | 1.1917 | -1.1917 | 2.7137 | 45.2281 | 0.20829 | 1.3066 | 0.046848 | 0 | 2.6863
2007-08-16 19:00 | 0 | 0 | 105.8403 | 90 | 0 | 0 | 0.33874 | 0.33874 | 0 | 0 | 0 | 0.33874 | 0 | 0 | 5.5511e-17 | 0 | 0 | 0.35657 | 0.33874 | 0 | 0 | 3.4641 | 1.436 | 0 | 0.35657 | -0.35657 | 2.3378 | 38.9638 | 0.20829 | 0.37262 | 0 | 0 | 1.436
2007-08-16 20:00 | 0 | 0 | 109.596 | 90 | 0 | 0 | 0.27047 | 0.27047 | 0 | 0 | 0 | 0.27047 | 0 | 0 | 0 | 0 | 0 | 0.2847 | 0.27047 | 0 | 0 | 3.8603 | 1.0794 | 0 | 0.2847 | -0.2847 | 2.0377 | 33.9621 | 0.20829 | 0.29752 | 0 | 0 | 1.0794
2007-08-16 21:00 | 0 | 0 | 115.3811 | 90 | 0 | 0 | 1.537 | 1.537 | 1.7 | 0 | 0.5202 | 1.537 | 0 | 0 | 0 | 0 | 0 | 0 | 0 | 0.16297 | 0.15482 | 4.1766 | 0.79474 | 0.15482 | 0 | 0.15482 | 2.1846 | 36.4101 | 0.2083 | 1.6907 | 0 | 1.7 | 0.79474
2007-08-16 22:00 | 0 | 0 | 125.0539 | 90 | 0 | 0 | 0.21158 | 0.21158 | 1.6642 | 0 | 0.51043 | 0.21158 | 0 | 0 | 0 | 0 | 0 | 0 | 0 | 1.4526 | 1.38 | 4.0218 | 0.93408 | 1.38 | 0 | 1.38 | 3.4938 | 58.2298 | 0.20838 | 0.23273 | 0 | 1.7 | 0.93408
2007-08-16 23:00 | 0 | 0 | 142.8302 | 90 | 0 | 0 | 0.13878 | 0.13878 | 1.5914 | 0 | 0.49056 | 0.13878 | 0 | 0 | 0 | 0 | 0 | 0 | 0 | 1.4526 | 1.38 | 2.6418 | 2.1761 | 1.38 | 0 | 1.38 | 4.803 | 80.0494 | 0.20843 | 0.15266 | 0 | 1.7 | 2.1761
2007-08-17 | 0 | 0 | 174.3216 | 90 | 0 | 0 | 0.46494 | 0.46494 | 0 | 0 | 0 | 0.46494 | 0 | 0 | 0 | 0 | 0 | 0.48942 | 0.46494 | 0 | 0 | 1.2618 | 3.4181 | 0 | 0.48942 | -0.48942 | 4.2871 | 71.4513 | 0.20843 | 0.51144 | 0 | 0 | 3.4181
2007-08-17 01:00 | 0 | 0 | -150.4197 | 90 | 0 | 0 | 0 | 0 | 0 | 0 | 0 | 0 | 0 | 0 | 0 | 0 | 0 | 0 | 0 | 0 | 0 | 1.8056 | 2.9287 | 0 | 0 | 0 | 4.2871 | 71.4513 | 0.20843 | 0 | 0 | 0 | 2.9287
2007-08-17 02:00 | 0 | 0 | -128.8353 | 90 | 0 | 0 | 0 | 0 | 0 | 0 | 0 | 0 | 0 | 0 | 0 | 0 | 0 | 0 | 0 | 0 | 0 | 1.8056 | 2.9287 | 0 | 0 | 0 | 4.2871 | 71.4513 | 0.20843 | 0 | 0 | 0 | 2.9287
2007-08-17 03:00 | 0 | 0 | -117.3617 | 90 | 0 | 0 | 0.38552 | 0.38552 | 0 | 0 | 0 | 0.38552 | 0 | 0 | 5.5511e-17 | 0 | 0 | 0.40581 | 0.38552 | 0 | 0 | 1.8056 | 2.9287 | 0 | 0.40581 | -0.40581 | 3.8593 | 64.322 | 0.20843 | 0.42407 | 0 | 0 | 2.9287
2007-08-17 04:00 | 0 | 0 | -110.7167 | 90 | 0 | 0 | 0 | 0 | 0 | 0 | 0 | 0 | 0 | 0 | 0 | 0 | 0 | 0 | 0 | 0 | 0 | 2.2565 | 2.5229 | 0 | 0 | 0 | 3.8593 | 64.322 | 0.20843 | 0 | 0 | 0 | 2.5229
2007-08-17 05:00 | 0 | 0 | -106.4906 | 90 | 0 | 0 | 0.012714 | 0.012714 | 0 | 0 | 0 | 0.012714 | 0 | 0 | 1.7347e-18 | 0 | 0 | 0.013383 | 0.012714 | 0 | 0 | 2.2565 | 2.5229 | 0 | 0.013383 | -0.013383 | 3.8452 | 64.0869 | 0.20843 | 0.013986 | 0 | 0 | 2.5229
2007-08-17 06:00 | 0.013464 | 0 | -103.6364 | 90 | 0 | 0 | 0.54935 | 0.54935 | 0 | 0 | 0 | 0.54935 | 0 | 0 | 0 | 0 | 0 | 0.57826 | 0.54935 | 0 | 0 | 2.2713 | 2.5095 | 0 | 0.57826 | -0.57826 | 3.2357 | 53.9279 | 0.20843 | 0.60428 | 0 | 0 | 2.5095
2007-08-17 07:00 | 0.1155 | 14.3968 | -101.683 | 77.5986 | 0.11307 | 0.20172 | 1.6669 | 1.6669 | 1.7 | 0 | 0.5202 | 1.6669 | 12.1012 | 0 | 0 | 0 | 0.20172 | 0 | 0 | 0.033063 | 0.03141 | 2.9139 | 1.9312 | 0.23313 | 0 | 0.23313 | 3.4568 | 57.614 | 0.20845 | 1.8336 | 0.16138 | 1.7 | 2.1329
2007-08-17 08:00 | 0.38317 | 28.9384 | -100.4553 | 63.0677 | 0.36591 | 0.65279 | 0.50214 | 0.50214 | 1.7 | 0 | 0.5202 | 0.50214 | 130.0031 | 0 | 0 | 0 | 0.65279 | 0 | 0 | 1.1979 | 1.138 | 2.6807 | 2.141 | 1.7908 | 0 | 1.7908 | 5.1557 | 85.9284 | 0.20846 | 0.55235 | 0.52223 | 1.7 | 2.7938
2007-08-17 09:00 | 0.45217 | 43.5205 | -100.0324 | 48.6815 | 0.44311 | 0.7905 | 2.3071 | 2.3071 | 1.7 | 0 | 0.5202 | 2.3071 | 34.2638 | 0 | 0 | 0 | 0.7905 | 0.63907 | 0.60711 | 0 | 0 | 0.88997 | 3.7527 | 0.15144 | 0 | 0.15144 | 5.2994 | 88.3228 | 0.20847 | 2.5378 | 0.6324 | 1.7 | 4.5432
2007-08-17 10:00 | 0.64471 | 58.094 | -101.004 | 34.659 | 0.63138 | 1.1264 | 1.8646 | 1.8646 | 1.4961 | 0 | 0.46455 | 1.8646 | 60.4089 | 0 | 0 | 0 | 1.1264 | 0.38785 | 0.36846 | 0 | 0 | 0.73853 | 3.889 | 0.73853 | 0 | 0.73853 | 6 | 100 | 0.20852 | 2.0511 | 0.90111 | 1.7 | 5.0154
2007-08-17 11:00 | 0.6211 | 72.5256 | -106.2909 | 21.7516 | 0.61283 | 1.0933 | 0.53538 | 0.53538 | 0 | 0 | 0 | 0.53538 | 204.2077 | 0.52973 | 0 | 0 | 1.0933 | 0.56356 | 0.53538 | 0 | 0 | 0 | 4.5537 | 0 | 0 | 0 | 6 | 100 | 0.20852 | 0.58892 | 0.87463 | 0 | 5.647
2007-08-17 12:00 | 0.70479 | 85.0484 | -153.8842 | 13.6522 | 0.69443 | 1.2389 | 1.5502 | 1.5502 | 0.425 | 0 | 0.17213 | 1.5502 | 79.9173 | 0.054461 | 0 | 0 | 1.2389 | 1.1844 | 1.1252 | 0 | 0 | 0 | 4.5537 | 0 | 0 | 0 | 6 | 100 | 0.20852 | 1.7052 | 0.99109 | 1.7 | 5.7926
2007-08-17 13:00 | 0.55426 | 76.7241 | 110.6942 | 18.4742 | 0.54868 | 0.97884 | 3.2698 | 3.08 | 1.7 | 0 | 0.5202 | 3.08 | 31.7806 | 0 | 0.18984 | 0.51682 | 0.97884 | 1.4526 | 1.38 | 0 | 0 | 0 | 4.5537 | 0 | 0.47379 | -0.47379 | 5.5006 | 91.6764 | 0.20852 | 3.5968 | 0.78307 | 1.7 | 5.5325
2007-08-17 14:00 | 0.67164 | 62.4294 | 101.8354 | 30.6221 | 0.6586 | 1.1749 | 2.0931 | 2.0931 | 1.477 | 0 | 0.45933 | 2.0931 | 56.1335 | 1.1102e-16 | 0 | 0 | 1.1749 | 0.64851 | 0.61608 | 0 | 0 | 0.52643 | 4.0799 | 0.52643 | 0 | 0.52643 | 6 | 100 | 0.20856 | 2.3024 | 0.93995 | 1.7 | 5.2548
2007-08-17 15:00 | 0.67896 | 47.8749 | 100.1237 | 44.4407 | 0.65724 | 1.1725 | 1.4114 | 1.4114 | 0.425 | 0 | 0.17213 | 1.4114 | 83.0733 | 0.13418 | 0 | 0 | 1.1725 | 1.0383 | 0.98642 | 0 | 0 | 0 | 4.5537 | 0 | 0 | 0 | 6 | 100 | 0.20856 | 1.5526 | 0.93801 | 1.7 | 5.7262
2007-08-17 16:00 | 0.44643 | 33.2891 | 100.2327 | 58.7519 | 0.42834 | 0.76416 | 1.5545 | 1.5545 | 0.82858 | 0 | 0.2823 | 1.5545 | 49.1569 | 0 | 0 | 0 | 0.76416 | 0.76416 | 0.72595 | 0 | 0 | 0 | 4.5537 | 0 | 0 | 0 | 6 | 100 | 0.20856 | 1.71 | 0.61133 | 1.7 | 5.3178
2007-08-17 17:00 | 0.18483 | 18.7311 | 101.2424 | 73.2523 | 0.17889 | 0.31914 | 0.12652 | 0.12652 | 0 | 0 | 0 | 0.12652 | 252.2467 | 0.18596 | 0 | 0 | 0.31914 | 0.13318 | 0.12652 | 0 | 0 | 0 | 4.5537 | 0 | 0 | 0 | 6 | 100 | 0.20856 | 0.13917 | 0.25532 | 0 | 4.8728
2007-08-17 18:00 | 0.071458 | 4.2432 | 102.9715 | 87.8263 | 0.041775 | 0.074527 | 2.659 | 2.659 | 1.7 | 0 | 0.5202 | 2.659 | 2.8028 | 2.2204e-16 | 0 | 0 | 0.074527 | 1.0094 | 0.95897 | 0 | 0 | 0 | 4.5537 | 0 | 0.93492 | -0.93492 | 5.0145 | 83.5752 | 0.20856 | 2.9249 | 0.059622 | 1.7 | 4.6282
2007-08-17 19:00 | 0 | 0 | 105.5237 | 90 | 0 | 0 | 0.57818 | 0.57818 | 0 | 0 | 0 | 0.57818 | 0 | 0 | 1.1102e-16 | 0 | 0 | 0.60861 | 0.57818 | 0 | 0 | 1.0388 | 3.6188 | 0 | 0.60861 | -0.60861 | 4.373 | 72.883 | 0.20856 | 0.636 | 0 | 0 | 3.6188
2007-08-17 20:00 | 0 | 0 | 109.2656 | 90 | 0 | 0 | 0.58389 | 0.58389 | 0 | 0 | 0 | 0.58389 | 0 | 0 | 1.1102e-16 | 0 | 0 | 0.61462 | 0.58389 | 0 | 0 | 1.715 | 3.0102 | 0 | 0.61462 | -0.61462 | 3.7251 | 62.0853 | 0.20856 | 0.64228 | 0 | 0 | 3.0102
2007-08-17 21:00 | 0 | 0 | 115.0216 | 90 | 0 | 0 | 1.0141 | 1.0141 | 0 | 0 | 0 | 1.0141 | 0 | 0 | 0 | 0 | 0 | 1.0675 | 1.0141 | 0 | 0 | 2.3979 | 2.3955 | 0 | 1.0675 | -1.0675 | 2.5999 | 43.3319 | 0.20856 | 1.1155 | 0 | 0 | 2.3955
2007-08-17 22:00 | 0 | 0 | 124.6617 | 90 | 0 | 0 | 0.33828 | 0.33828 | 0 | 0 | 0 | 0.33828 | 0 | 0 | 0 | 0 | 0 | 0.35608 | 0.33828 | 0 | 0 | 3.584 | 1.3281 | 0 | 0.35608 | -0.35608 | 2.2246 | 37.0762 | 0.20856 | 0.37211 | 0 | 0 | 1.3281
2007-08-17 23:00 | 0 | 0 | 142.4823 | 90 | 0 | 0 | 0.16669 | 0.16669 | 0 | 0 | 0 | 0.16669 | 0 | 0 | 2.7756e-17 | 0 | 0 | 0.17546 | 0.16669 | 0 | 0 | 3.9797 | 0.97199 | 0 | 0.17546 | -0.17546 | 2.0396 | 33.9936 | 0.20856 | 0.18336 | 0 | 0 | 0.97199
2007-08-18 | 0 | 0 | 174.3638 | 90 | 0 | 0 | 0.60884 | 0.60884 | 0 | 0 | 0 | 0.60884 | 0 | 0 | 0 | 0 | 0 | 0.64089 | 0.60884 | 0 | 0 | 4.1746 | 0.79653 | 0 | 0.64089 | -0.64089 | 1.3641 | 22.7344 | 0.20856 | 0.66973 | 0 | 0 | 0.79653
2007-08-18 01:00 | 0 | 0 | -149.9333 | 90 | 0 | 0 | 0.53445 | 0.53445 | 1.7 | 0 | 0.5202 | 0.53445 | 0 | 0 | 0 | 0 | 0 | 0 | 0 | 1.1656 | 1.1073 | 4.8867 | 0.15564 | 1.1073 | 0 | 1.1073 | 2.4145 | 40.2419 | 0.20866 | 0.58789 | 0 | 1.7 | 0.15564
2007-08-18 02:00 | 0 | 0 | -128.3286 | 90 | 0 | 0 | 0.19675 | 0.19675 | 1.6494 | 0 | 0.50638 | 0.19675 | 0 | 2.2204e-16 | 0 | 0 | 0 | 0 | 0 | 1.4526 | 1.38 | 3.7794 | 1.1522 | 1.38 | 0 | 1.38 | 3.7237 | 62.0615 | 0.20873 | 0.21642 | 0 | 1.7 | 1.1522
2007-08-18 03:00 | 0 | 0 | -116.9287 | 90 | 0 | 0 | 0.24763 | 0.24763 | 1.7 | 0 | 0.5202 | 0.24763 | 0 | 0 | 0 | 0 | 0 | 0 | 0 | 1.4524 | 1.3798 | 2.3994 | 2.3942 | 1.3798 | 0 | 1.3798 | 5.0326 | 83.8773 | 0.20881 | 0.27239 | 0 | 1.7 | 2.3942
2007-08-18 04:00 | 0 | 0 | -110.3396 | 90 | 0 | 0 | 0.56734 | 0.56734 | 0 | 0 | 0 | 0.56734 | 0 | 0 | 0 | 0 | 0 | 0.5972 | 0.56734 | 0 | 0 | 1.0197 | 3.636 | 0 | 0.5972 | -0.5972 | 4.4031 | 73.3856 | 0.20881 | 0.62407 | 0 | 0 | 3.636
2007-08-18 05:00 | 0 | 0 | -106.1446 | 90 | 0 | 0 | 0.047196 | 0.047196 | 0 | 0 | 0 | 0.047196 | 0 | 0 | 6.9389e-18 | 0 | 0 | 0.04968 | 0.047196 | 0 | 0 | 1.6832 | 3.0388 | 0 | 0.04968 | -0.04968 | 4.3508 | 72.5128 | 0.20881 | 0.051916 | 0 | 0 | 3.0388
2007-08-18 06:00 | 0.023362 | 0 | -103.3002 | 90 | 0 | 0 | 0.47146 | 0.47146 | 0 | 0 | 0 | 0.47146 | 0 | 0 | 0 | 0 | 0 | 0.49628 | 0.47146 | 0 | 0 | 1.7384 | 2.9891 | 0 | 0.49628 | -0.49628 | 3.8277 | 63.7941 | 0.20881 | 0.51861 | 0 | 0 | 2.9891
2007-08-18 07:00 | 0.20784 | 14.411 | -101.3361 | 77.5316 | 0.18671 | 0.33309 | 0 | 0 | 0 | 0 | 0 | 0 | 0 | 0 | 0 | 0 | 0.33309 | 0 | 0 | 0 | 0 | 2.2899 | 2.4928 | 0.33309 | 0 | 0.33309 | 4.1436 | 69.0607 | 0.20875 | 0 | 0.26647 | 0 | 2.8259
2007-08-18 08:00 | 0.49176 | 28.9703 | -100.0727 | 62.9784 | 0.46367 | 0.82718 | 1.2497 | 1.2497 | 0 | 0 | 0 | 1.2497 | 66.1921 | 0 | 2.2204e-16 | 0 | 0.82718 | 1.3154 | 1.2497 | 0 | 0 | 1.9568 | 2.7926 | 0 | 0.48826 | -0.48826 | 3.629 | 60.4829 | 0.20875 | 1.3746 | 0.66174 | 0 | 3.6198
2007-08-18 09:00 | 0.58386 | 43.5709 | -99.5737 | 48.5637 | 0.5656 | 1.009 | 0.31618 | 0.31618 | 0 | 0 | 0 | 0.31618 | 319.1323 | 0 | 0 | 0 | 1.009 | 0.33282 | 0.31618 | 0 | 0 | 2.4993 | 2.3043 | 0.67621 | 0 | 0.67621 | 4.2705 | 71.1746 | 0.20864 | 0.3478 | 0.80722 | 0 | 3.3134
2007-08-18 10:00 | 0.87355 | 58.1684 | -100.3829 | 34.4982 | 0.84974 | 1.5159 | 2.8826 | 2.8826 | 1.7 | 0 | 0.5202 | 2.8826 | 52.5885 | 0 | 0 | 0.090901 | 1.5159 | 1.2449 | 1.1826 | 0 | 0 | 1.8231 | 2.9129 | 0.27105 | 0 | 0.27105 | 4.5276 | 75.4603 | 0.20864 | 3.1709 | 1.2127 | 1.7 | 4.4288
2007-08-18 11:00 | 0.81975 | 72.6456 | -105.2412 | 21.5134 | 0.8032 | 1.4329 | 0 | 0 | 0.425 | 0 | 0.17213 | 0 | 0 | 0.29961 | 0 | 0 | 1.4329 | 0 | 0 | 0.12539 | 0.11912 | 1.552 | 3.1569 | 1.552 | 0 | 1.552 | 6 | 100 | 0.20837 | 0 | 1.1463 | 1.7 | 4.5898
2007-08-18 12:00 | 0.95157 | 85.367 | -152.5934 | 13.316 | 0.93185 | 1.6624 | 0.25897 | 0.25897 | 0 | 0 | 0 | 0.25897 | 641.9479 | 1.3898 | 0 | 0 | 1.6624 | 0.2726 | 0.25897 | 0 | 0 | 0 | 4.5537 | 0 | 0 | 0 | 6 | 100 | 0.20837 | 0.28486 | 1.3299 | 0 | 6.2161
2007-08-18 13:00 | 0.83859 | 76.7767 | 109.245 | 18.2722 | 0.8221 | 1.4666 | 0.18849 | 0.18849 | 0 | 0 | 0 | 0.18849 | 778.0759 | 1.2682 | 0 | 0 | 1.4666 | 0.19841 | 0.18849 | 0 | 0 | 0 | 4.5537 | 0 | 0 | 0 | 6 | 100 | 0.20837 | 0.20734 | 1.1733 | 0 | 6.0203
2007-08-18 14:00 | 0.69138 | 62.4148 | 101.1098 | 30.5345 | 0.67777 | 1.2091 | 2.228 | 2.228 | 1.0793 | 0 | 0.35075 | 2.228 | 54.2706 | 0 | 0 | 0 | 1.2091 | 1.2091 | 1.1487 | 0 | 0 | 0 | 4.5537 | 0 | 0 | 0 | 6 | 100 | 0.20837 | 2.4508 | 0.96731 | 1.7 | 5.7628
2007-08-18 15:00 | 0.62242 | 47.8323 | 99.6266 | 44.4086 | 0.60494 | 1.0792 | 2.505 | 2.505 | 1.4798 | 0 | 0.46008 | 2.505 | 43.0821 | 0 | 0 | 0 | 1.0792 | 1.0792 | 1.0253 | 0 | 0 | 0 | 4.5537 | 0 | 0 | 0 | 6 | 100 | 0.20837 | 2.7555 | 0.86337 | 1.7 | 5.6329
2007-08-18 16:00 | 0.41142 | 33.227 | 99.8375 | 58.7532 | 0.3974 | 0.70896 | 0.6802 | 0.6802 | 0 | 0 | 0 | 0.6802 | 104.2293 | 0 | 0 | 0 | 0.70896 | 0.716 | 0.6802 | 0 | 0 | 0 | 4.5537 | 0 | 0.0070321 | -0.0070321 | 5.9926 | 99.8765 | 0.20837 | 0.74822 | 0.56717 | 0 | 5.2627
2007-08-18 17:00 | 0.18002 | 18.6517 | 100.8975 | 73.278 | 0.17472 | 0.31171 | 0 | 0 | 0 | 0 | 0 | 0 | 0 | 0.30389 | 0 | 0 | 0.31171 | 0 | 0 | 0 | 0 | 0.0078135 | 4.5467 | 0.0078135 | 0 | 0.0078135 | 6 | 100 | 0.20837 | 0 | 0.24936 | 0 | 4.8584
2007-08-18 18:00 | 0.037462 | 4.1462 | 102.6487 | 87.8728 | 0.034732 | 0.061962 | 0.51741 | 0.51741 | 0 | 0 | 0 | 0.51741 | 11.9754 | 0 | 0 | 0 | 0.061962 | 0.54464 | 0.51741 | 0 | 0 | 0 | 4.5537 | 0 | 0.48268 | -0.48268 | 5.4912 | 91.5202 | 0.20837 | 0.56915 | 0.04957 | 0 | 4.6157
2007-08-18 19:00 | 0 | 0 | 105.2034 | 90 | 0 | 0 | 0.26216 | 0.26216 | 0 | 0 | 0 | 0.26216 | 0 | 0 | 5.5511e-17 | 0 | 0 | 0.27596 | 0.26216 | 0 | 0 | 0.53631 | 4.071 | 0 | 0.27596 | -0.27596 | 5.2003 | 86.6721 | 0.20837 | 0.28838 | 0 | 0 | 4.071
2007-08-18 20:00 | 0 | 0 | 108.931 | 90 | 0 | 0 | 0 | 0 | 0 | 0 | 0 | 0 | 0 | 0 | 0 | 0 | 0 | 0 | 0 | 0 | 0 | 0.84293 | 3.795 | 0 | 0 | 0 | 5.2003 | 86.6721 | 0.20837 | 0 | 0 | 0 | 3.795
2007-08-18 21:00 | 0 | 0 | 114.657 | 90 | 0 | 0 | 0.26387 | 0.26387 | 0 | 0 | 0 | 0.26387 | 0 | 0 | 5.5511e-17 | 0 | 0 | 0.27775 | 0.26387 | 0 | 0 | 0.84293 | 3.795 | 0 | 0.27775 | -0.27775 | 4.9076 | 81.7925 | 0.20837 | 0.29025 | 0 | 0 | 3.795
2007-08-18 22:00 | 0 | 0 | 124.2626 | 90 | 0 | 0 | 0.12399 | 0.12399 | 0 | 0 | 0 | 0.12399 | 0 | 0 | 0 | 0 | 0 | 0.13052 | 0.12399 | 0 | 0 | 1.1515 | 3.5173 | 0 | 0.13052 | -0.13052 | 4.77 | 79.4995 | 0.20837 | 0.13639 | 0 | 0 | 3.5173
2007-08-18 23:00 | 0 | 0 | 142.1267 | 90 | 0 | 0 | 0.25796 | 0.25796 | 0 | 0 | 0 | 0.25796 | 0 | 0 | 5.5511e-17 | 0 | 0 | 0.27154 | 0.25796 | 0 | 0 | 1.2966 | 3.3868 | 0 | 0.27154 | -0.27154 | 4.4837 | 74.729 | 0.20837 | 0.28376 | 0 | 0 | 3.3868
2007-08-19 | 0 | 0 | 174.4129 | 90 | 0 | 0 | 0.49709 | 0.49709 | 0 | 0 | 0 | 0.49709 | 0 | 0 | 5.5511e-17 | 0 | 0 | 0.52325 | 0.49709 | 0 | 0 | 1.5983 | 3.1152 | 0 | 0.52325 | -0.52325 | 3.9322 | 65.5364 | 0.20837 | 0.5468 | 0 | 0 | 3.1152
2007-08-19 01:00 | 0 | 0 | -149.4277 | 90 | 0 | 0 | 0.29021 | 0.29021 | 0 | 0 | 0 | 0.29021 | 0 | 0 | 5.5511e-17 | 0 | 0 | 0.30548 | 0.29021 | 0 | 0 | 2.1797 | 2.592 | 0 | 0.30548 | -0.30548 | 3.6102 | 60.1697 | 0.20837 | 0.31923 | 0 | 0 | 2.592
2007-08-19 02:00 | 0 | 0 | -127.81 | 90 | 0 | 0 | 0.072899 | 0.072899 | 0 | 0 | 0 | 0.072899 | 0 | 0 | 0 | 0 | 0 | 0.076736 | 0.072899 | 0 | 0 | 2.5191 | 2.2865 | 0 | 0.076736 | -0.076736 | 3.5293 | 58.8216 | 0.20837 | 0.080189 | 0 | 0 | 2.2865
2007-08-19 03:00 | 0 | 0 | -116.4883 | 90 | 0 | 0 | 0.33327 | 0.33327 | 0 | 0 | 0 | 0.33327 | 0 | 0 | 5.5511e-17 | 0 | 0 | 0.35081 | 0.33327 | 0 | 0 | 2.6044 | 2.2098 | 0 | 0.35081 | -0.35081 | 3.1595 | 52.6585 | 0.20837 | 0.3666 | 0 | 0 | 2.2098
2007-08-19 04:00 | 0 | 0 | -109.9571 | 90 | 0 | 0 | 0.13715 | 0.13715 | 0 | 0 | 0 | 0.13715 | 0 | 0 | 0 | 0 | 0 | 0.14437 | 0.13715 | 0 | 0 | 2.9941 | 1.859 | 0 | 0.14437 | -0.14437 | 3.0073 | 50.1222 | 0.20837 | 0.15086 | 0 | 0 | 1.859
2007-08-19 05:00 | 0 | 0 | -105.794 | 90 | 0 | 0 | 0.26424 | 0.26424 | 0 | 0 | 0 | 0.26424 | 0 | 0 | 0 | 0 | 0 | 0.27814 | 0.26424 | 0 | 0 | 3.1546 | 1.7146 | 0 | 0.27814 | -0.27814 | 2.7142 | 45.2358 | 0.20837 | 0.29066 | 0 | 0 | 1.7146
2007-08-19 06:00 | 0.014765 | 0 | -102.9597 | 90 | 0 | 0 | 0.098704 | 0.098704 | 0 | 0 | 0 | 0.098704 | 0 | 0 | 1.3878e-17 | 0 | 0 | 0.1039 | 0.098704 | 0 | 0 | 3.4636 | 1.4364 | 0 | 0.1039 | -0.1039 | 2.6046 | 43.4105 | 0.20837 | 0.10857 | 0 | 0 | 1.4364
2007-08-19 07:00 | 0.14184 | 14.4268 | -100.985 | 77.4624 | 0.13644 | 0.24341 | 1.8383 | 1.8383 | 1.7 | 0 | 0.5202 | 1.8383 | 13.2413 | 0 | 0 | 0 | 0.24341 | 0.14553 | 0.13825 | 0 | 0 | 3.579 | 1.3325 | 0.09788 | 0 | 0.09788 | 2.6975 | 44.9581 | 0.20837 | 2.0221 | 0.19473 | 1.7 | 1.576
2007-08-19 08:00 | 0.13602 | 29.0032 | -99.6853 | 62.887 | 0.13519 | 0.24117 | 0.75053 | 0.75053 | 1.7 | 0 | 0.5202 | 0.75053 | 32.1333 | 0 | 0 | 0 | 0.24117 | 0 | 0 | 0.94947 | 0.90199 | 3.4812 | 1.4206 | 1.1432 | 0 | 1.1432 | 3.782 | 63.0331 | 0.20847 | 0.82559 | 0.19294 | 1.7 | 1.6618
2007-08-19 09:00 | 0.13861 | 43.622 | -99.1089 | 48.4441 | 0.13786 | 0.24594 | 1.7615 | 1.7615 | 1.7 | 0 | 0.5202 | 1.7615 | 13.9625 | 0 | 0 | 0 | 0.24594 | 0.064687 | 0.061452 | 0 | 0 | 2.338 | 2.4495 | 0.18126 | 0 | 0.18126 | 3.9539 | 65.899 | 0.20849 | 1.9376 | 0.19675 | 1.7 | 2.6954
2007-08-19 10:00 | 0.53483 | 58.2425 | -99.7521 | 34.3361 | 0.52765 | 0.94133 | 1.464 | 1.464 | 1.7 | 0 | 0.5202 | 1.464 | 64.2982 | 0 | 0 | 0 | 0.94133 | 0 | 0 | 0.23599 | 0.22419 | 2.1567 | 2.6126 | 1.1655 | 0 | 1.1655 | 5.0597 | 84.3274 | 0.20857 | 1.6104 | 0.75307 | 1.7 | 3.554
2007-08-19 11:00 | 0.55893 | 72.7632 | -104.1664 | 21.2735 | 0.55322 | 0.98694 | 1.3678 | 1.3678 | 1.3719 | 0 | 0.43063 | 1.3678 | 72.1534 | 0 | 0 | 0 | 0.98694 | 0 | 0 | 0.0040678 | 0.0038644 | 0.99122 | 3.6616 | 0.9908 | 0 | 0.9908 | 5.9996 | 99.9934 | 0.20863 | 1.5046 | 0.78955 | 1.7 | 4.6485
2007-08-19 12:00 | 0.6199 | 85.6874 | -151.1171 | 12.9755 | 0.61316 | 1.0939 | 0.91455 | 0.91455 | 0 | 0 | 0 | 0.91455 | 119.6077 | 0.13077 | 0 | 0 | 1.0939 | 0.96269 | 0.91455 | 0 | 0 | 0.00041749 | 4.5533 | 0.00041749 | 0 | 0.00041749 | 6 | 100 | 0.20863 | 1.006 | 0.8751 | 0 | 5.6472
2007-08-19 13:00 | 0.85336 | 76.8197 | 107.7661 | 18.0732 | 0.83693 | 1.4931 | 0.7285 | 0.7285 | 0 | 0 | 0 | 0.7285 | 204.9519 | 0.72624 | 0 | 0 | 1.4931 | 0.76685 | 0.7285 | 0 | 0 | 0 | 4.5537 | 0 | 0 | 0 | 6 | 100 | 0.20863 | 0.80136 | 1.1945 | 0 | 6.0468
2007-08-19 14:00 | 0.28513 | 62.3942 | 100.3761 | 30.4507 | 0.28356 | 0.50586 | 0.43082 | 0.43082 | 0 | 0 | 0 | 0.43082 | 117.4202 | 0.052375 | 0 | 0 | 0.50586 | 0.45349 | 0.43082 | 0 | 0 | 0 | 4.5537 | 0 | 0 | 0 | 6 | 100 | 0.20863 | 0.4739 | 0.40469 | 0 | 5.0596
2007-08-19 15:00 | 0.11628 | 47.7851 | 99.1245 | 44.38 | 0.11567 | 0.20635 | 4.4923 | 3.08 | 1.7 | 0 | 0.5202 | 3.08 | 6.6997 | 0 | 1.4123 | 1.8616 | 0.20635 | 1.4526 | 1.38 | 0 | 0 | 0 | 4.5537 | 0 | 1.2463 | -1.2463 | 4.6863 | 78.1051 | 0.20863 | 4.9416 | 0.16508 | 1.7 | 4.76
2007-08-19 16:00 | 0.15986 | 33.161 | 99.4383 | 58.7577 | 0.1589 | 0.28348 | 3.8521 | 3.08 | 1.7 | 0 | 0.5202 | 3.08 | 9.2038 | 0 | 0.77208 | 1.1573 | 0.28348 | 1.4526 | 1.38 | 0 | 0 | 1.3848 | 3.3074 | 0 | 1.1692 | -1.1692 | 3.4539 | 57.5652 | 0.20863 | 4.2373 | 0.22678 | 1.7 | 3.5909
2007-08-19 17:00 | 0.17623 | 18.5689 | 100.549 | 73.3066 | 0.17141 | 0.3058 | 0.71719 | 0.71719 | 1.7 | 0 | 0.5202 | 0.71719 | 42.6377 | 0 | 0 | 0 | 0.3058 | 0 | 0 | 0.98281 | 0.93367 | 2.6838 | 2.1383 | 1.2395 | 0 | 1.2395 | 4.6298 | 77.1628 | 0.20874 | 0.78891 | 0.24464 | 1.7 | 2.444
2007-08-19 18:00 | 0.050199 | 4.046 | 102.3224 | 87.9219 | 0.039626 | 0.070693 | 1.2614 | 1.2614 | 1.7 | 0 | 0.5202 | 1.2614 | 5.6042 | 0 | 0 | 0 | 0.070693 | 0 | 0 | 0.43859 | 0.41666 | 1.4444 | 3.2538 | 0.48735 | 0 | 0.48735 | 5.0921 | 84.8684 | 0.20878 | 1.3876 | 0.056554 | 1.7 | 3.3245
2007-08-19 19:00 | 0 | 0 | 104.8796 | 90 | 0 | 0 | 0 | 0 | 0 | 0 | 0 | 0 | 0 | 0 | 0 | 0 | 0 | 0 | 0 | 0 | 0 | 0.95701 | 3.6924 | 0 | 0 | 0 | 5.0921 | 84.8684 | 0.20878 | 0 | 0 | 0 | 3.6924
2007-08-19 20:00 | 0 | 0 | 108.5923 | 90 | 0 | 0 | 1.8076 | 1.8076 | 1.7 | 0 | 0.5202 | 1.8076 | 0 | 0 | 0 | 0 | 0 | 0.11323 | 0.10757 | 0 | 0 | 0.95701 | 3.6924 | 0 | 0.11323 | -0.11323 | 4.9728 | 82.8792 | 0.20878 | 1.9883 | 0 | 1.7 | 3.6924
2007-08-19 21:00 | 0 | 0 | 114.2873 | 90 | 0 | 0 | 3.3673 | 3.08 | 1.7 | 0 | 0.5202 | 3.08 | 0 | 0 | 0.28731 | 0.62405 | 0 | 1.4526 | 1.38 | 0 | 0 | 1.0828 | 3.5792 | 0 | 1.4526 | -1.4526 | 3.4416 | 57.3591 | 0.20878 | 3.704 | 0 | 1.7 | 3.5792
2007-08-19 22:00 | 0 | 0 | 123.8566 | 90 | 0 | 0 | 0.22579 | 0.22579 | 1.6784 | 0 | 0.51431 | 0.22579 | 0 | 2.2204e-16 | 0 | 0 | 0 | 0 | 0 | 1.4526 | 1.38 | 2.6969 | 2.1265 | 1.38 | 0 | 1.38 | 4.7507 | 79.1788 | 0.20886 | 0.24837 | 0 | 1.7 | 2.1265
2007-08-19 23:00 | 0 | 0 | 141.7633 | 90 | 0 | 0 | 0.31971 | 0.31971 | 1.7 | 0 | 0.5202 | 0.31971 | 0 | 0 | 0 | 0 | 0 | 0 | 0 | 1.3803 | 1.3113 | 1.3169 | 3.3685 | 1.3113 | 0 | 1.3113 | 5.9947 | 99.9117 | 0.20895 | 0.35169 | 0 | 1.7 | 3.3685
2007-08-20 | 0 | 0 | 174.4691 | 90 | 0 | 0 | 0.6059 | 0.6059 | 0 | 0 | 0 | 0.6059 | 0 | 0 | 1.1102e-16 | 0 | 0 | 0.63779 | 0.6059 | 0 | 0 | 0.0055818 | 4.5487 | 0 | 0.63779 | -0.63779 | 5.3224 | 88.707 | 0.20895 | 0.66649 | 0 | 0 | 4.5487
2007-08-20 01:00 | 0 | 0 | -148.9027 | 90 | 0 | 0 | 0.16409 | 0.16409 | 0 | 0 | 0 | 0.16409 | 0 | 0 | 0 | 0 | 0 | 0.17272 | 0.16409 | 0 | 0 | 0.71423 | 3.9109 | 0 | 0.17272 | -0.17272 | 5.1404 | 85.6725 | 0.20895 | 0.1805 | 0 | 0 | 3.9109
2007-08-20 02:00 | 0 | 0 | -127.2793 | 90 | 0 | 0 | 0 | 0 | 0 | 0 | 0 | 0 | 0 | 0 | 0 | 0 | 0 | 0 | 0 | 0 | 0 | 0.90615 | 3.7382 | 0 | 0 | 0 | 5.1404 | 85.6725 | 0.20895 | 0 | 0 | 0 | 3.7382
2007-08-20 03:00 | 0 | 0 | -116.0405 | 90 | 0 | 0 | 0.49983 | 0.49983 | 0 | 0 | 0 | 0.49983 | 0 | 0 | 1.1102e-16 | 0 | 0 | 0.52614 | 0.49983 | 0 | 0 | 0.90615 | 3.7382 | 0 | 0.52614 | -0.52614 | 4.5858 | 76.4292 | 0.20895 | 0.54982 | 0 | 0 | 3.7382
2007-08-20 04:00 | 0 | 0 | -109.5692 | 90 | 0 | 0 | 0.21489 | 0.21489 | 0 | 0 | 0 | 0.21489 | 0 | 0 | 0 | 0 | 0 | 0.2262 | 0.21489 | 0 | 0 | 1.4907 | 3.212 | 0 | 0.2262 | -0.2262 | 4.3473 | 72.4554 | 0.20895 | 0.23637 | 0 | 0 | 3.212
2007-08-20 05:00 | 0 | 0 | -105.439 | 90 | 0 | 0 | 0 | 0 | 0 | 0 | 0 | 0 | 0 | 0 | 0 | 0 | 0 | 0 | 0 | 0 | 0 | 1.7421 | 2.9858 | 0 | 0 | 0 | 4.3473 | 72.4554 | 0.20895 | 0 | 0 | 0 | 2.9858
2007-08-20 06:00 | 0.014938 | 0 | -102.6151 | 90 | 0 | 0 | 0 | 0 | 0 | 0 | 0 | 0 | 0 | 0 | 0 | 0 | 0 | 0 | 0 | 0 | 0 | 1.7421 | 2.9858 | 0 | 0 | 0 | 4.3473 | 72.4554 | 0.20895 | 0 | 0 | 0 | 2.9858
2007-08-20 07:00 | 0.10474 | 14.4441 | -100.6296 | 77.3909 | 0.10323 | 0.18416 | 3.0939 | 3.08 | 1.7 | 0 | 0.5202 | 3.08 | 5.9793 | 0 | 0.013856 | 0.32324 | 0.18416 | 1.4526 | 1.38 | 0 | 0 | 1.7421 | 2.9858 | 0 | 1.2685 | -1.2685 | 3.0102 | 50.1707 | 0.20895 | 3.4032 | 0.14733 | 1.7 | 3.17
2007-08-20 08:00 | 0.19801 | 29.0373 | -99.2932 | 62.7938 | 0.19631 | 0.35022 | 0.84621 | 0.84621 | 1.7 | 0 | 0.5202 | 0.84621 | 41.3871 | 0 | 0 | 0 | 0.35022 | 0 | 0 | 0.85379 | 0.8111 | 3.1515 | 1.7173 | 1.1613 | 0 | 1.1613 | 4.112 | 68.5328 | 0.20905 | 0.93083 | 0.28018 | 1.7 | 2.0676
2007-08-20 09:00 | 0.3231 | 43.6735 | -98.638 | 48.323 | 0.32027 | 0.57135 | 1.9632 | 1.9632 | 1.7 | 0 | 0.5202 | 1.9632 | 29.1028 | 0 | 0 | 0 | 0.57135 | 0.27708 | 0.26322 | 0 | 0 | 1.9902 | 2.7625 | 0.29427 | 0 | 0.29427 | 4.3911 | 73.1857 | 0.20907 | 2.1595 | 0.45708 | 1.7 | 3.3339
2007-08-20 10:00 | 0.56167 | 58.3161 | -99.1119 | 34.1727 | 0.55364 | 0.9877 | 0.85718 | 0.85718 | 1.53 | 0 | 0.47378 | 0.85718 | 115.2267 | 0 | 0 | 0 | 0.9877 | 0 | 0 | 0.67278 | 0.63914 | 1.6959 | 3.0274 | 1.6268 | 0 | 1.6268 | 5.9345 | 98.9082 | 0.20907 | 0.9429 | 0.79016 | 1.7 | 4.0151
2007-08-20 11:00 | 0.50985 | 72.878 | -103.0664 | 21.0321 | 0.50553 | 0.90187 | 2.6261 | 2.6261 | 1.7 | 0 | 0.5202 | 2.6261 | 34.3425 | 1.1102e-16 | 0 | 0 | 0.90187 | 0.97484 | 0.9261 | 0 | 0 | 0.069048 | 4.4915 | 0 | 0.07297 | -0.07297 | 5.8576 | 97.6263 | 0.20907 | 2.8887 | 0.72149 | 1.7 | 5.3934
2007-08-20 12:00 | 0.51428 | 86.0091 | -149.4079 | 12.6309 | 0.5103 | 0.91037 | 1.2343 | 1.2343 | 0 | 0 | 0 | 1.2343 | 73.7571 | 0 | 0 | 0 | 0.91037 | 1.2992 | 1.2343 | 0 | 0 | 0.15013 | 4.4186 | 0 | 0.38887 | -0.38887 | 5.4477 | 90.7945 | 0.20907 | 1.3577 | 0.7283 | 0 | 5.3289
2007-08-20 13:00 | 0.62822 | 76.8527 | 106.2598 | 17.8776 | 0.62095 | 1.1078 | 1.3492 | 1.3492 | 0.84994 | 0 | 0.28813 | 1.3492 | 82.1047 | 0 | 0 | 0 | 1.1078 | 0.52557 | 0.49929 | 0 | 0 | 0.58221 | 4.0297 | 0.58221 | 0 | 0.58221 | 6 | 100 | 0.20907 | 1.4841 | 0.88622 | 1.7 | 5.1375
2007-08-20 14:00 | 0.71523 | 62.3676 | 99.635 | 30.3711 | 0.70146 | 1.2514 | 2.8347 | 2.8347 | 1.6458 | 0 | 0.50541 | 2.8347 | 44.1467 | 0 | 0 | 0.038127 | 1.2514 | 1.2514 | 1.1888 | 0 | 0 | 0 | 4.5537 | 0 | 0 | 0 | 6 | 100 | 0.20907 | 3.1181 | 1.0011 | 1.7 | 5.8051
2007-08-20 15:00 | 0.50583 | 47.7332 | 98.6177 | 44.355 | 0.49661 | 0.88595 | 1.2027 | 1.2027 | 0 | 0 | 0 | 1.2027 | 73.6661 | 0 | 0 | 0 | 0.88595 | 1.2659 | 1.2027 | 0 | 0 | 0 | 4.5537 | 0 | 0.38 | -0.38 | 5.5995 | 93.324 | 0.20907 | 1.3229 | 0.70876 | 0 | 5.4396
2007-08-20 16:00 | 0.23926 | 33.0911 | 99.0354 | 58.7653 | 0.23708 | 0.42295 | 0 | 0 | 0 | 0 | 0 | 0 | 0 | 0.00072897 | 0 | 0 | 0.42295 | 0 | 0 | 0 | 0 | 0.42223 | 4.1737 | 0.42223 | 0 | 0.42223 | 6 | 100 | 0.209 | 0 | 0.33836 | 0 | 4.5966
2007-08-20 17:00 | 0.13296 | 18.4826 | 100.1972 | 73.338 | 0.13135 | 0.23434 | 1.3441 | 1.3441 | 1.1215 | 0 | 0.36227 | 1.3441 | 17.4341 | 0 | 0 | 0 | 0.23434 | 0.23434 | 0.22262 | 0 | 0 | 0 | 4.5537 | 0 | 0 | 0 | 6 | 100 | 0.209 | 1.4785 | 0.18747 | 1.7 | 4.788
2007-08-20 18:00 | 0.034331 | 3.9427 | 101.9929 | 87.9736 | 0.032289 | 0.057604 | 0.99979 | 0.99979 | 0 | 0 | 0 | 0.99979 | 5.7616 | 0 | 1.1102e-16 | 0 | 0.057604 | 1.0524 | 0.99979 | 0 | 0 | 0 | 4.5537 | 0 | 0.9948 | -0.9948 | 4.9514 | 82.5232 | 0.209 | 1.0998 | 0.046083 | 0 | 4.6113
2007-08-20 19:00 | 0 | 0 | 104.5522 | 90 | 0 | 0 | 1.7778 | 1.7778 | 1.7 | 0 | 0.5202 | 1.7778 | 0 | 0 | 0 | 0 | 0 | 0.081878 | 0.077784 | 0 | 0 | 1.1053 | 3.5589 | 0 | 0.081878 | -0.081878 | 4.8651 | 81.0847 | 0.209 | 1.9556 | 0 | 1.7 | 3.5589
2007-08-20 20:00 | 0 | 0 | 108.2496 | 90 | 0 | 0 | 1.7045 | 1.7045 | 1.7 | 0 | 0.5202 | 1.7045 | 0 | 0 | 0 | 0 | 0 | 0.00471 | 0.0044745 | 0 | 0 | 1.1963 | 3.477 | 0 | 0.00471 | -0.00471 | 4.8601 | 81.0019 | 0.209 | 1.8749 | 0 | 1.7 | 3.477
2007-08-20 21:00 | 0 | 0 | 113.9126 | 90 | 0 | 0 | 1.6131 | 1.6131 | 1.7 | 0 | 0.5202 | 1.6131 | 0 | 0 | 0 | 0 | 0 | 0 | 0 | 0.086943 | 0.082596 | 1.2015 | 3.4723 | 0.082596 | 0 | 0.082596 | 4.9385 | 82.3079 | 0.20901 | 1.7744 | 0 | 1.7 | 3.4723
2007-08-20 22:00 | 0 | 0 | 123.4436 | 90 | 0 | 0 | 0.068207 | 0.068207 | 0 | 0 | 0 | 0.068207 | 0 | 0 | 0 | 0 | 0 | 0.071797 | 0.068207 | 0 | 0 | 1.1189 | 3.5466 | 0 | 0.071797 | -0.071797 | 4.8628 | 81.0466 | 0.20901 | 0.075028 | 0 | 0 | 3.5466
2007-08-20 23:00 | 0 | 0 | 141.3916 | 90 | 0 | 0 | 0.061483 | 0.061483 | 0 | 0 | 0 | 0.061483 | 0 | 0 | 0 | 0 | 0 | 0.064719 | 0.061483 | 0 | 0 | 1.1987 | 3.4748 | 0 | 0.064719 | -0.064719 | 4.7946 | 79.9096 | 0.20901 | 0.067631 | 0 | 0 | 3.4748
2007-08-21 | 0 | 0 | 174.5327 | 90 | 0 | 0 | 0.2918 | 0.2918 | 0 | 0 | 0 | 0.2918 | 0 | 0 | 0 | 0 | 0 | 0.30716 | 0.2918 | 0 | 0 | 1.2706 | 3.4101 | 0 | 0.30716 | -0.30716 | 4.4708 | 74.5134 | 0.20901 | 0.32098 | 0 | 0 | 3.4101
2007-08-21 01:00 | 0 | 0 | -148.3577 | 90 | 0 | 0 | 0.12253 | 0.12253 | 0 | 0 | 0 | 0.12253 | 0 | 0 | 1.3878e-17 | 0 | 0 | 0.12898 | 0.12253 | 0 | 0 | 1.6119 | 3.103 | 0 | 0.12898 | -0.12898 | 4.3349 | 72.2474 | 0.20901 | 0.13479 | 0 | 0 | 3.103
2007-08-21 02:00 | 0 | 0 | -126.7368 | 90 | 0 | 0 | 0.16125 | 0.16125 | 0 | 0 | 0 | 0.16125 | 0 | 0 | 2.7756e-17 | 0 | 0 | 0.16974 | 0.16125 | 0 | 0 | 1.7552 | 2.974 | 0 | 0.16974 | -0.16974 | 4.1559 | 69.2654 | 0.20901 | 0.17737 | 0 | 0 | 2.974
2007-08-21 03:00 | 0 | 0 | -115.5854 | 90 | 0 | 0 | 0.24228 | 0.24228 | 0 | 0 | 0 | 0.24228 | 0 | 0 | 2.7756e-17 | 0 | 0 | 0.25503 | 0.24228 | 0 | 0 | 1.9438 | 2.8042 | 0 | 0.25503 | -0.25503 | 3.8871 | 64.785 | 0.20901 | 0.26651 | 0 | 0 | 2.8042
2007-08-21 04:00 | 0 | 0 | -109.1762 | 90 | 0 | 0 | 0.15717 | 0.15717 | 0 | 0 | 0 | 0.15717 | 0 | 0 | 2.7756e-17 | 0 | 0 | 0.16544 | 0.15717 | 0 | 0 | 2.2272 | 2.5492 | 0 | 0.16544 | -0.16544 | 3.7127 | 61.8785 | 0.20901 | 0.17289 | 0 | 0 | 2.5492
2007-08-21 05:00 | 0 | 0 | -105.0796 | 90 | 0 | 0 | 0.070265 | 0.070265 | 0 | 0 | 0 | 0.070265 | 0 | 0 | 1.3878e-17 | 0 | 0 | 0.073963 | 0.070265 | 0 | 0 | 2.411 | 2.3838 | 0 | 0.073963 | -0.073963 | 3.6347 | 60.5791 | 0.20901 | 0.077292 | 0 | 0 | 2.3838
2007-08-21 06:00 | 0.014415 | 0 | -102.2665 | 90 | 0 | 0 | 0 | 0 | 0 | 0 | 0 | 0 | 0 | 0 | 0 | 0 | 0 | 0 | 0 | 0 | 0 | 2.4932 | 2.3098 | 0 | 0 | 0 | 3.6347 | 60.5791 | 0.20901 | 0 | 0 | 0 | 2.3098
2007-08-21 07:00 | 0.14241 | 14.4628 | -100.2701 | 77.3173 | 0.13727 | 0.24489 | 1.2127 | 1.2127 | 0 | 0 | 0 | 1.2127 | 20.1932 | 0 | 0 | 0 | 0.24489 | 1.2766 | 1.2127 | 0 | 0 | 2.4932 | 2.3098 | 0 | 1.0317 | -1.0317 | 2.5473 | 42.4544 | 0.20901 | 1.334 | 0.19591 | 0 | 2.5547
2007-08-21 08:00 | 0.34484 | 29.0725 | -98.8964 | 62.6987 | 0.33393 | 0.59573 | 1.0911 | 1.0911 | 0 | 0 | 0 | 1.0911 | 54.5979 | 0 | 0 | 0 | 0.59573 | 1.1485 | 1.0911 | 0 | 0 | 3.6395 | 1.2781 | 0 | 0.55282 | -0.55282 | 1.9645 | 32.7424 | 0.20901 | 1.2002 | 0.47658 | 0 | 1.8739
2007-08-21 09:00 | 0.63161 | 43.7255 | -98.1612 | 48.2004 | 0.61237 | 1.0925 | 0 | 0 | 0 | 0 | 0 | 0 | 0 | 0 | 0 | 0 | 1.0925 | 0 | 0 | 0 | 0 | 4.2538 | 0.72531 | 1.0925 | 0 | 1.0925 | 3.001 | 50.0158 | 0.20882 | 0 | 0.87398 | 0 | 1.8178
2007-08-21 10:00 | 0.92017 | 58.3891 | -98.4622 | 34.0082 | 0.89784 | 1.6017 | 1.9441 | 1.9441 | 1.7 | 0 | 0.5202 | 1.9441 | 82.391 | 0 | 0 | 0 | 1.6017 | 0.25692 | 0.24407 | 0 | 0 | 3.1613 | 1.7085 | 1.3448 | 0 | 1.3448 | 4.2768 | 71.2792 | 0.20887 | 2.1385 | 1.2814 | 1.7 | 3.3103
2007-08-21 11:00 | 1.0733 | 72.9898 | -101.9413 | 20.7893 | 1.0516 | 1.876 | 0.12683 | 0.12683 | 0.425 | 0 | 0.17213 | 0.12683 | 1479.186 | 0.35772 | 0 | 0 | 1.876 | 0 | 0 | 0 | 0 | 1.8165 | 2.9189 | 1.8165 | 0 | 1.8165 | 6 | 100 | 0.20856 | 0.13951 | 1.5008 | 1.7 | 4.7949
2007-08-21 12:00 | 1.0965 | 86.331 | -147.4023 | 12.2823 | 1.0759 | 1.9193 | 1.5534 | 1.5534 | 0.425 | 0 | 0.17213 | 1.5534 | 123.5572 | 0.73155 | 0 | 0 | 1.9193 | 1.1878 | 1.1284 | 0 | 0 | 0 | 4.5537 | 0 | 0 | 0 | 6 | 100 | 0.20856 | 1.7087 | 1.5355 | 1.7 | 6.473
2007-08-21 13:00 | 1.1463 | 76.8753 | 104.7291 | 17.6856 | 1.1236 | 2.0045 | 0.69017 | 0.69017 | 0 | 0 | 0 | 0.69017 | 290.4353 | 1.278 | 0 | 0 | 2.0045 | 0.72649 | 0.69017 | 0 | 0 | 0 | 4.5537 | 0 | 0 | 0 | 6 | 100 | 0.20856 | 0.75918 | 1.6036 | 0 | 6.5582
2007-08-21 14:00 | 1.0331 | 62.3349 | 98.887 | 30.2957 | 1.0093 | 1.8007 | 2.0975 | 2.0975 | 0.71754 | 0 | 0.25199 | 2.0975 | 85.8473 | 0.34805 | 0 | 0 | 1.8007 | 1.4526 | 1.38 | 0 | 0 | 0 | 4.5537 | 0 | 0 | 0 | 6 | 100 | 0.20856 | 2.3073 | 1.4405 | 1.7 | 6.3544
2007-08-21 15:00 | 0.86702 | 47.6767 | 98.1065 | 44.3336 | 0.84088 | 1.5001 | 2.3294 | 2.3294 | 0.94943 | 0 | 0.31529 | 2.3294 | 64.399 | 0.047497 | 0 | 0 | 1.5001 | 1.4526 | 1.38 | 0 | 0 | 0 | 4.5537 | 0 | 0 | 0 | 6 | 100 | 0.20856 | 2.5624 | 1.2001 | 1.7 | 6.0538
2007-08-21 16:00 | 0.57601 | 33.0172 | 98.629 | 58.7761 | 0.55008 | 0.98134 | 0.16641 | 0.16641 | 0 | 0 | 0 | 0.16641 | 589.7211 | 0.80618 | 0 | 0 | 0.98134 | 0.17517 | 0.16641 | 0 | 0 | 0 | 4.5537 | 0 | 0 | 0 | 6 | 100 | 0.20856 | 0.18305 | 0.78507 | 0 | 5.535
2007-08-21 17:00 | 0.20449 | 18.3928 | 99.8421 | 73.3722 | 0.19611 | 0.34986 | 2.5961 | 2.5961 | 1.7 | 0 | 0.5202 | 2.5961 | 13.4766 | 0 | 4.4409e-16 | 0 | 0.34986 | 0.94322 | 0.89606 | 0 | 0 | 0 | 4.5537 | 0 | 0.59336 | -0.59336 | 5.3746 | 89.5757 | 0.20856 | 2.8557 | 0.27989 | 1.7 | 4.9036
2007-08-21 18:00 | 0.03329 | 3.8363 | 101.6601 | 88.0276 | 0.031402 | 0.056022 | 3.0325 | 3.0325 | 1.7 | 0 | 0.5202 | 3.0325 | 1.8474 | 0 | 4.4409e-16 | 0.25579 | 0.056022 | 1.4027 | 1.3325 | 0 | 0 | 0.65929 | 3.9603 | 0 | 1.3466 | -1.3466 | 3.9551 | 65.9176 | 0.20856 | 3.3358 | 0.044818 | 1.7 | 4.0163
2007-08-21 19:00 | 0 | 0 | 104.2214 | 90 | 0 | 0 | 2.1345 | 2.1345 | 1.7 | 0 | 0.5202 | 2.1345 | 0 | 0 | 0 | 0 | 0 | 0.4574 | 0.43453 | 0 | 0 | 2.1556 | 2.6137 | 0 | 0.4574 | -0.4574 | 3.4729 | 57.8819 | 0.20856 | 2.348 | 0 | 1.7 | 2.6137
2007-08-21 20:00 | 0 | 0 | 107.9029 | 90 | 0 | 0 | 0.80456 | 0.80456 | 1.7 | 0 | 0.5202 | 0.80456 | 0 | 1.1102e-16 | 0 | 0 | 0 | 0 | 0 | 0.89544 | 0.85067 | 2.6638 | 2.1563 | 0.85067 | 0 | 0.85067 | 4.2799 | 71.3321 | 0.20864 | 0.88501 | 0 | 1.7 | 2.1563
2007-08-21 21:00 | 0 | 0 | 113.5327 | 90 | 0 | 0 | 0 | 0 | 1.4526 | 0 | 0.45267 | 0 | 0 | 0 | 0 | 0 | 0 | 0 | 0 | 1.4526 | 1.38 | 1.8131 | 2.9219 | 1.38 | 0 | 1.38 | 5.5891 | 93.1518 | 0.20866 | 0 | 0 | 1.7 | 2.9219
2007-08-21 22:00 | 0 | 0 | 123.0234 | 90 | 0 | 0 | 0.10864 | 0.10864 | 0 | 0 | 0 | 0.10864 | 0 | 0 | 0 | 0 | 0 | 0.11436 | 0.10864 | 0 | 0 | 0.43312 | 4.1639 | 0 | 0.11436 | -0.11436 | 5.4686 | 91.1427 | 0.20866 | 0.1195 | 0 | 0 | 4.1639
2007-08-21 23:00 | 0 | 0 | 141.0113 | 90 | 0 | 0 | 0.094549 | 0.094549 | 0 | 0 | 0 | 0.094549 | 0 | 0 | 1.3878e-17 | 0 | 0 | 0.099525 | 0.094549 | 0 | 0 | 0.56018 | 4.0495 | 0 | 0.099525 | -0.099525 | 5.3637 | 89.3942 | 0.20866 | 0.104 | 0 | 0 | 4.0495
2007-08-22 | 0 | 0 | 174.6041 | 90 | 0 | 0 | 0.29971 | 0.29971 | 0 | 0 | 0 | 0.29971 | 0 | 0 | 5.5511e-17 | 0 | 0 | 0.31548 | 0.29971 | 0 | 0 | 0.67077 | 3.95 | 0 | 0.31548 | -0.31548 | 5.0311 | 83.8518 | 0.20866 | 0.32968 | 0 | 0 | 3.95
2007-08-22 01:00 | 0 | 0 | -147.7924 | 90 | 0 | 0 | 0.25771 | 0.25771 | 0 | 0 | 0 | 0.25771 | 0 | 0 | 5.5511e-17 | 0 | 0 | 0.27127 | 0.25771 | 0 | 0 | 1.0213 | 3.6345 | 0 | 0.27127 | -0.27127 | 4.7452 | 79.086 | 0.20866 | 0.28348 | 0 | 0 | 3.6345
2007-08-22 02:00 | 0 | 0 | -126.1825 | 90 | 0 | 0 | 0.15679 | 0.15679 | 0 | 0 | 0 | 0.15679 | 0 | 0 | 2.7756e-17 | 0 | 0 | 0.16504 | 0.15679 | 0 | 0 | 1.3227 | 3.3632 | 0 | 0.16504 | -0.16504 | 4.5712 | 76.1866 | 0.20866 | 0.17247 | 0 | 0 | 3.3632
2007-08-22 03:00 | 0 | 0 | -115.1234 | 90 | 0 | 0 | 0 | 0 | 0 | 0 | 0 | 0 | 0 | 0 | 0 | 0 | 0 | 0 | 0 | 0 | 0 | 1.5061 | 3.1982 | 0 | 0 | 0 | 4.5712 | 76.1866 | 0.20866 | 0 | 0 | 0 | 3.1982
2007-08-22 04:00 | 0 | 0 | -108.778 | 90 | 0 | 0 | 0.59287 | 0.59287 | 0 | 0 | 0 | 0.59287 | 0 | 0 | 0 | 0 | 0 | 0.62407 | 0.59287 | 0 | 0 | 1.5061 | 3.1982 | 0 | 0.62407 | -0.62407 | 3.9134 | 65.2228 | 0.20866 | 0.65216 | 0 | 0 | 3.1982
2007-08-22 05:00 | 0 | 0 | -104.716 | 90 | 0 | 0 | 0.17004 | 0.17004 | 0 | 0 | 0 | 0.17004 | 0 | 0 | 0 | 0 | 0 | 0.17899 | 0.17004 | 0 | 0 | 2.1995 | 2.5741 | 0 | 0.17899 | -0.17899 | 3.7247 | 62.0782 | 0.20866 | 0.18704 | 0 | 0 | 2.5741
2007-08-22 06:00 | 0.0085575 | 0 | -101.914 | 90 | 0 | 0 | 0.29463 | 0.29463 | 0 | 0 | 0 | 0.29463 | 0 | 0 | 0 | 0 | 0 | 0.31014 | 0.29463 | 0 | 0 | 2.3984 | 2.3951 | 0 | 0.31014 | -0.31014 | 3.3978 | 56.6297 | 0.20866 | 0.32409 | 0 | 0 | 2.3951
2007-08-22 07:00 | 0.10276 | 14.483 | -99.9066 | 77.2416 | 0.10142 | 0.18094 | 1.184 | 1.184 | 0 | 0 | 0 | 1.184 | 15.2819 | 0 | 0 | 0 | 0.18094 | 1.2463 | 1.184 | 0 | 0 | 2.743 | 2.085 | 0 | 1.0654 | -1.0654 | 2.2748 | 37.9128 | 0.20866 | 1.3024 | 0.14475 | 0 | 2.2659
2007-08-22 08:00 | 0.15336 | 29.1086 | -98.4951 | 62.6019 | 0.1524 | 0.27188 | 0.2058 | 0.2058 | 0 | 0 | 0 | 0.2058 | 132.1093 | 0 | 0 | 0 | 0.27188 | 0.21663 | 0.2058 | 0 | 0 | 3.9267 | 1.0196 | 0.055249 | 0 | 0.055249 | 2.3272 | 38.7864 | 0.20865 | 0.22638 | 0.21751 | 0 | 1.2915
2007-08-22 09:00 | 0.33805 | 43.7778 | -97.6786 | 48.0765 | 0.33499 | 0.59761 | 0 | 0 | 0 | 0 | 0 | 0 | 0 | 0 | 0 | 0 | 0.59761 | 0 | 0 | 0 | 0 | 3.8715 | 1.0693 | 0.59761 | 0 | 0.59761 | 2.8941 | 48.2355 | 0.20854 | 0 | 0.47809 | 0 | 1.667
2007-08-22 10:00 | 0.26429 | 58.4613 | -97.8032 | 33.8428 | 0.26286 | 0.46894 | 2.0289 | 2.0289 | 1.7 | 0 | 0.5202 | 2.0289 | 23.1135 | 0 | 0 | 0 | 0.46894 | 0.34618 | 0.32887 | 0 | 0 | 3.2739 | 1.6072 | 0.12276 | 0 | 0.12276 | 3.0106 | 50.1765 | 0.20855 | 2.2318 | 0.37515 | 1.7 | 2.0761
2007-08-22 11:00 | 0.43368 | 73.0982 | -100.791 | 20.5455 | 0.43086 | 0.76865 | 1.0016 | 1.0016 | 1.7 | 0 | 0.5202 | 1.0016 | 76.7444 | 0 | 0 | 0 | 0.76865 | 0 | 0 | 0.69843 | 0.66351 | 3.1511 | 1.7177 | 1.4322 | 0 | 1.4322 | 4.3693 | 72.8208 | 0.20862 | 1.1017 | 0.61492 | 1.7 | 2.4863
2007-08-22 12:00 | 0.4163 | 86.6518 | -145.0129 | 11.9298 | 0.41384 | 0.73828 | 1.5403 | 1.5403 | 1.7 | 0 | 0.5202 | 1.5403 | 47.9313 | 0 | 0 | 0 | 0.73828 | 0 | 0 | 0.1597 | 0.15172 | 1.719 | 3.0066 | 0.89 | 0 | 0.89 | 5.2136 | 86.8929 | 0.20869 | 1.6943 | 0.59063 | 1.7 | 3.7449
2007-08-22 13:00 | 0.13547 | 76.8872 | 103.1767 | 17.4977 | 0.13479 | 0.24046 | 0.23857 | 0.23857 | 0 | 0 | 0 | 0.23857 | 100.794 | 0 | 0 | 0 | 0.24046 | 0.25112 | 0.23857 | 0 | 0 | 0.82896 | 3.8076 | 0 | 0.010662 | -0.010662 | 5.2023 | 86.7056 | 0.20869 | 0.26242 | 0.19237 | 0 | 4.0481
2007-08-22 14:00 | 0.05118 | 62.2961 | 98.1329 | 30.2248 | 0.050924 | 0.090848 | 1.8685 | 1.8685 | 1.7 | 0 | 0.5202 | 1.8685 | 4.8622 | 1.1102e-16 | 0 | 0 | 0.090848 | 0.17734 | 0.16848 | 0 | 0 | 0.84081 | 3.797 | 0 | 0.086495 | -0.086495 | 5.1112 | 85.1861 | 0.20869 | 2.0553 | 0.072679 | 1.7 | 3.8878
2007-08-22 15:00 | 0.17254 | 47.6155 | 97.5912 | 44.316 | 0.17162 | 0.30616 | 0.71423 | 0.71423 | 0 | 0 | 0 | 0.71423 | 42.8664 | 0 | 1.1102e-16 | 0 | 0.30616 | 0.75182 | 0.71423 | 0 | 0 | 0.93692 | 3.7105 | 0 | 0.44565 | -0.44565 | 4.6414 | 77.3568 | 0.20869 | 0.78565 | 0.24493 | 0 | 4.0166
2007-08-22 16:00 | 0.24874 | 32.9395 | 98.219 | 58.7901 | 0.24637 | 0.43952 | 0 | 0 | 0 | 0 | 0 | 0 | 0 | 0 | 0 | 0 | 0.43952 | 0 | 0 | 0 | 0 | 1.4321 | 3.2648 | 0.43952 | 0 | 0.43952 | 5.0584 | 84.3061 | 0.20861 | 0 | 0.35161 | 0 | 3.7043
2007-08-22 17:00 | 0.18939 | 18.2997 | 99.4838 | 73.4092 | 0.1832 | 0.32682 | 2.3223 | 2.3223 | 1.7 | 0 | 0.5202 | 2.3223 | 14.0735 | 2.2204e-16 | 0 | 0 | 0.32682 | 0.65501 | 0.62226 | 0 | 0 | 0.99257 | 3.6604 | 0 | 0.32819 | -0.32819 | 4.7124 | 78.5404 | 0.20861 | 2.5545 | 0.26146 | 1.7 | 3.9872
2007-08-22 18:00 | 0.061 | 3.7269 | 101.3243 | 88.0841 | 0.0381 | 0.06797 | 1.1539 | 1.1539 | 1.7 | 0 | 0.5202 | 1.1539 | 5.8906 | 0 | 0 | 0 | 0.06797 | 0 | 0 | 0.54613 | 0.51882 | 1.3572 | 3.3322 | 0.58679 | 0 | 0.58679 | 5.2691 | 87.8183 | 0.20866 | 1.2693 | 0.054376 | 1.7 | 3.4002
2007-08-22 19:00 | 0 | 0 | 103.8873 | 90 | 0 | 0 | 2.2227 | 2.2227 | 1.7 | 0 | 0.5202 | 2.2227 | 0 | 0 | 0 | 0 | 0 | 0.55024 | 0.52272 | 0 | 0 | 0.77044 | 3.8603 | 0 | 0.55024 | -0.55024 | 4.6891 | 78.1517 | 0.20866 | 2.445 | 0 | 1.7 | 3.8603
2007-08-22 20:00 | 0 | 0 | 107.5524 | 90 | 0 | 0 | 0 | 0 | 1.4526 | 0 | 0.45267 | 0 | 0 | 0 | 0 | 0 | 0 | 0 | 0 | 1.4526 | 1.38 | 1.3818 | 3.3101 | 1.38 | 0 | 1.38 | 5.9983 | 99.9714 | 0.20868 | 0 | 0 | 1.7 | 3.3101
2007-08-22 21:00 | 0 | 0 | 113.1478 | 90 | 0 | 0 | 0.52779 | 0.52779 | 0 | 0 | 0 | 0.52779 | 0 | 0 | 1.1102e-16 | 0 | 0 | 0.55556 | 0.52779 | 0 | 0 | 0.00181 | 4.5521 | 0 | 0.55556 | -0.55556 | 5.4127 | 90.2111 | 0.20868 | 0.58056 | 0 | 0 | 4.5521
2007-08-22 22:00 | 0 | 0 | 122.596 | 90 | 0 | 0 | 0.69188 | 0.69188 | 0 | 0 | 0 | 0.69188 | 0 | 0 | 1.1102e-16 | 0 | 0 | 0.7283 | 0.69188 | 0 | 0 | 0.6191 | 3.9965 | 0 | 0.7283 | -0.7283 | 4.645 | 77.4163 | 0.20868 | 0.76107 | 0 | 0 | 3.9965
2007-08-22 23:00 | 0 | 0 | 140.6221 | 90 | 0 | 0 | 0.32656 | 0.32656 | 0 | 0 | 0 | 0.32656 | 0 | 0 | 0 | 0 | 0 | 0.34375 | 0.32656 | 0 | 0 | 1.4283 | 3.2682 | 0 | 0.34375 | -0.34375 | 4.2826 | 71.3773 | 0.20868 | 0.35921 | 0 | 0 | 3.2682
2007-08-23 | 0 | 0 | 174.6835 | 90 | 0 | 0 | 0.46528 | 0.46528 | 0 | 0 | 0 | 0.46528 | 0 | 0 | 5.5511e-17 | 0 | 0 | 0.48977 | 0.46528 | 0 | 0 | 1.8103 | 2.9245 | 0 | 0.48977 | -0.48977 | 3.7664 | 62.773 | 0.20868 | 0.51181 | 0 | 0 | 2.9245
2007-08-23 01:00 | 0 | 0 | -147.2062 | 90 | 0 | 0 | 0.29585 | 0.29585 | 0 | 0 | 0 | 0.29585 | 0 | 0 | 5.5511e-17 | 0 | 0 | 0.31142 | 0.29585 | 0 | 0 | 2.3544 | 2.4347 | 0 | 0.31142 | -0.31142 | 3.4381 | 57.3019 | 0.20868 | 0.32544 | 0 | 0 | 2.4347
2007-08-23 02:00 | 0 | 0 | -125.6166 | 90 | 0 | 0 | 0.52831 | 0.52831 | 0 | 0 | 0 | 0.52831 | 0 | 0 | 1.1102e-16 | 0 | 0 | 0.55612 | 0.52831 | 0 | 0 | 2.7005 | 2.1233 | 0 | 0.55612 | -0.55612 | 2.8519 | 47.5319 | 0.20868 | 0.58115 | 0 | 0 | 2.1233
2007-08-23 03:00 | 0 | 0 | -114.6544 | 90 | 0 | 0 | 0.30777 | 0.30777 | 0 | 0 | 0 | 0.30777 | 0 | 0 | 5.5511e-17 | 0 | 0 | 0.32397 | 0.30777 | 0 | 0 | 3.3184 | 1.5671 | 0 | 0.32397 | -0.32397 | 2.5104 | 41.8403 | 0.20868 | 0.33855 | 0 | 0 | 1.5671
2007-08-23 04:00 | 0 | 0 | -108.375 | 90 | 0 | 0 | 0.47091 | 0.47091 | 0 | 0 | 0 | 0.47091 | 0 | 0 | 5.5511e-17 | 0 | 0 | 0.4957 | 0.47091 | 0 | 0 | 3.6784 | 1.2432 | 0 | 0.4957 | -0.4957 | 1.9879 | 33.1318 | 0.20868 | 0.518 | 0 | 0 | 1.2432
2007-08-23 05:00 | 0 | 0 | -104.3484 | 90 | 0 | 0 | 0.09786 | 0.09786 | 0 | 0 | 0 | 0.09786 | 0 | 0 | 1.3878e-17 | 0 | 0 | 0.10301 | 0.09786 | 0 | 0 | 4.2291 | 0.74748 | 0 | 0.10301 | -0.10301 | 1.8793 | 31.3221 | 0.20868 | 0.10765 | 0 | 0 | 0.74748
2007-08-23 06:00 | 0.023866 | 0 | -101.5577 | 90 | 0 | 0 | 0.52388 | 0.52388 | 0 | 0 | 0 | 0.52388 | 0 | 0 | 0 | 0 | 0 | 0.55145 | 0.52388 | 0 | 0 | 4.3436 | 0.64447 | 0 | 0.55145 | -0.55145 | 1.298 | 21.6341 | 0.20868 | 0.57627 | 0 | 0 | 0.64447
2007-08-23 07:00 | 0.20717 | 14.5046 | -99.5392 | 77.1639 | 0.18954 | 0.33814 | 0.44828 | 0.44828 | 1.7 | 0 | 0.5202 | 0.44828 | 75.4305 | 0 | 0 | 0 | 0.33814 | 0 | 0 | 1.2517 | 1.1891 | 4.9563 | 0.093014 | 1.5273 | 0 | 1.5273 | 2.7469 | 45.7823 | 0.20874 | 0.49311 | 0.27051 | 1.7 | 0.43116
2007-08-23 08:00 | 0.44069 | 29.1456 | -98.0894 | 62.5034 | 0.42125 | 0.75151 | 1.8038 | 1.8038 | 1.7 | 0 | 0.5202 | 1.8038 | 41.6625 | 0 | 0 | 0 | 0.75151 | 0.10926 | 0.1038 | 0 | 0 | 3.429 | 1.4676 | 0.64224 | 0 | 0.64224 | 3.3562 | 55.9371 | 0.20878 | 1.9842 | 0.60121 | 1.7 | 2.2191
2007-08-23 09:00 | 0.70464 | 43.8303 | -97.1902 | 47.9513 | 0.68358 | 1.2195 | 0.091896 | 0.091896 | 1.5445 | 0 | 0.47776 | 0.091896 | 1327.056 | 2.2204e-16 | 0 | 0 | 1.2195 | 0 | 0 | 1.4526 | 1.38 | 2.7868 | 2.0456 | 2.5995 | 0 | 2.5995 | 5.8223 | 97.0389 | 0.20861 | 0.10109 | 0.97561 | 1.7 | 3.2651
2007-08-23 10:00 | 0.90036 | 58.5325 | -97.135 | 33.6766 | 0.88051 | 1.5708 | 0 | 0 | 0 | 0 | 0 | 0 | 0 | 1.3835 | 0 | 0 | 1.5708 | 0 | 0 | 0 | 0 | 0.18727 | 4.3851 | 0.18727 | 0 | 0.18727 | 6 | 100 | 0.20858 | 0 | 1.2567 | 0 | 5.956
2007-08-23 11:00 | 0.86892 | 73.2028 | -99.6157 | 20.3008 | 0.85413 | 1.5238 | 0.91424 | 0.91424 | 0 | 0 | 0 | 0.91424 | 166.6697 | 0.5614 | 0 | 0 | 1.5238 | 0.96236 | 0.91424 | 0 | 0 | 0 | 4.5537 | 0 | 0 | 0 | 6 | 100 | 0.20858 | 1.0057 | 1.219 | 0 | 6.0774
2007-08-23 12:00 | 1.0679 | 86.9698 | -142.1182 | 11.5735 | 1.0498 | 1.8728 | 2.9171 | 2.9171 | 1.5371 | 0 | 0.47572 | 2.9171 | 64.2007 | 0.42016 | 0 | 0.12879 | 1.8728 | 1.4526 | 1.38 | 0 | 0 | 0 | 4.5537 | 0 | 0 | 0 | 6 | 100 | 0.20858 | 3.2088 | 1.4982 | 1.7 | 6.4265
2007-08-23 13:00 | 1.0438 | 76.888 | 101.6059 | 17.3144 | 1.0253 | 1.8291 | 0 | 0 | 0 | 0 | 0 | 0 | 0 | 1.8291 | 0 | 0 | 1.8291 | 0 | 0 | 0 | 0 | 0 | 4.5537 | 0 | 0 | 0 | 6 | 100 | 0.20858 | 0 | 1.4632 | 0 | 6.3827
2007-08-23 14:00 | 0.82163 | 62.2509 | 97.3731 | 30.1584 | 0.80546 | 1.4369 | 0 | 0 | 0 | 0 | 0 | 0 | 0 | 1.4369 | 0 | 0 | 1.4369 | 0 | 0 | 0 | 0 | 0 | 4.5537 | 0 | 0 | 0 | 6 | 100 | 0.20858 | 0 | 1.1495 | 0 | 5.9906
2007-08-23 15:00 | 0.41137 | 47.5496 | 97.072 | 44.3022 | 0.40693 | 0.72597 | 0 | 0 | 0 | 0 | 0 | 0 | 0 | 0.72597 | 0 | 0 | 0.72597 | 0 | 0 | 0 | 0 | 0 | 4.5537 | 0 | 0 | 0 | 6 | 100 | 0.20858 | 0 | 0.58078 | 0 | 5.2797
2007-08-23 16:00 | 0.37282 | 32.8579 | 97.8059 | 58.8073 | 0.36383 | 0.64908 | 0.79685 | 0.79685 | 0 | 0 | 0 | 0.79685 | 81.4559 | 0 | 0 | 0 | 0.64908 | 0.83879 | 0.79685 | 0 | 0 | 0 | 4.5537 | 0 | 0.18971 | -0.18971 | 5.8 | 96.6672 | 0.20858 | 0.87653 | 0.51926 | 0 | 5.2028
2007-08-23 17:00 | 0.12364 | 18.2033 | 99.1226 | 73.4489 | 0.1224 | 0.21836 | 0.33829 | 0.33829 | 0 | 0 | 0 | 0.33829 | 64.5479 | 0 | 0 | 0 | 0.21836 | 0.3561 | 0.33829 | 0 | 0 | 0.21079 | 4.364 | 0 | 0.13774 | -0.13774 | 5.6549 | 94.2474 | 0.20858 | 0.37212 | 0.17469 | 0 | 4.5823
2007-08-23 18:00 | 0.044286 | 3.6145 | 100.9854 | 88.143 | 0.036293 | 0.064746 | 3.4305 | 3.08 | 1.7 | 0 | 0.5202 | 3.08 | 2.1021 | 0 | 0.35052 | 0.69357 | 0.064746 | 1.4526 | 1.38 | 0 | 0 | 0.36383 | 4.2262 | 0 | 1.3879 | -1.3879 | 4.1919 | 69.8648 | 0.20858 | 3.7736 | 0.051797 | 1.7 | 4.291
2007-08-23 19:00 | 0 | 0 | 103.5499 | 90 | 0 | 0 | 2.0826 | 2.0826 | 1.7 | 0 | 0.5202 | 2.0826 | 0 | 0 | 0 | 0 | 0 | 0.40275 | 0.38262 | 0 | 0 | 1.9059 | 2.8384 | 0 | 0.40275 | -0.40275 | 3.7674 | 62.7891 | 0.20858 | 2.2909 | 0 | 1.7 | 2.8384
2007-08-23 20:00 | 0 | 0 | 107.1979 | 90 | 0 | 0 | 2.1056 | 2.1056 | 1.7 | 0 | 0.5202 | 2.1056 | 0 | 0 | 0 | 0 | 0 | 0.42698 | 0.40563 | 0 | 0 | 2.3534 | 2.4356 | 0 | 0.42698 | -0.42698 | 3.3173 | 55.2879 | 0.20858 | 2.3162 | 0 | 1.7 | 2.4356
2007-08-23 21:00 | 0 | 0 | 112.7578 | 90 | 0 | 0 | 1.8531 | 1.8531 | 1.7 | 0 | 0.5202 | 1.8531 | 0 | 0 | 0 | 0 | 0 | 0.16111 | 0.15305 | 0 | 0 | 2.8278 | 2.0086 | 0 | 0.16111 | -0.16111 | 3.1475 | 52.4576 | 0.20858 | 2.0384 | 0 | 1.7 | 2.0086
2007-08-23 22:00 | 0 | 0 | 122.1613 | 90 | 0 | 0 | 0.24114 | 0.24114 | 1.6938 | 0 | 0.5185 | 0.24114 | 0 | 2.2204e-16 | 0 | 0 | 0 | 0 | 0 | 1.4526 | 1.38 | 3.0069 | 1.8475 | 1.38 | 0 | 1.38 | 4.4566 | 74.2772 | 0.20866 | 0.26526 | 0 | 1.7 | 1.8475
2007-08-23 23:00 | 0 | 0 | 140.2235 | 90 | 0 | 0 | 0 | 0 | 1.4526 | 0 | 0.45267 | 0 | 0 | 0 | 0 | 0 | 0 | 0 | 0 | 1.4526 | 1.38 | 1.6269 | 3.0895 | 1.38 | 0 | 1.38 | 5.7658 | 96.0969 | 0.20868 | 0 | 0 | 1.7 | 3.0895
2007-08-24 | 0 | 0 | 174.7713 | 90 | 0 | 0 | 0 | 0 | 0 | 0 | 0 | 0 | 0 | 0 | 0 | 0 | 0 | 0 | 0 | 0 | 0 | 0.24685 | 4.3315 | 0 | 0 | 0 | 5.7658 | 96.0969 | 0.20868 | 0 | 0 | 0 | 4.3315
2007-08-24 01:00 | 0 | 0 | -146.5987 | 90 | 0 | 0 | 0.23717 | 0.23717 | 0 | 0 | 0 | 0.23717 | 0 | 0 | 2.7756e-17 | 0 | 0 | 0.24965 | 0.23717 | 0 | 0 | 0.24685 | 4.3315 | 0 | 0.24965 | -0.24965 | 5.5027 | 91.711 | 0.20868 | 0.26088 | 0 | 0 | 4.3315
2007-08-24 02:00 | 0 | 0 | -125.0391 | 90 | 0 | 0 | 0.51224 | 0.51224 | 0 | 0 | 0 | 0.51224 | 0 | 0 | 0 | 0 | 0 | 0.5392 | 0.51224 | 0 | 0 | 0.52424 | 4.0819 | 0 | 0.5392 | -0.5392 | 4.9343 | 82.2383 | 0.20868 | 0.56346 | 0 | 0 | 4.0819
2007-08-24 03:00 | 0 | 0 | -114.1788 | 90 | 0 | 0 | 0.33678 | 0.33678 | 0 | 0 | 0 | 0.33678 | 0 | 0 | 5.5511e-17 | 0 | 0 | 0.3545 | 0.33678 | 0 | 0 | 1.1234 | 3.5427 | 0 | 0.3545 | -0.3545 | 4.5606 | 76.0103 | 0.20868 | 0.37046 | 0 | 0 | 3.5427
2007-08-24 04:00 | 0 | 0 | -107.9672 | 90 | 0 | 0 | 0.40511 | 0.40511 | 0 | 0 | 0 | 0.40511 | 0 | 0 | 5.5511e-17 | 0 | 0 | 0.42643 | 0.40511 | 0 | 0 | 1.5172 | 3.1882 | 0 | 0.42643 | -0.42643 | 4.1111 | 68.5186 | 0.20868 | 0.44562 | 0 | 0 | 3.1882
2007-08-24 05:00 | 0 | 0 | -103.9768 | 90 | 0 | 0 | 0.13411 | 0.13411 | 0 | 0 | 0 | 0.13411 | 0 | 0 | 2.7756e-17 | 0 | 0 | 0.14117 | 0.13411 | 0 | 0 | 1.9911 | 2.7617 | 0 | 0.14117 | -0.14117 | 3.9623 | 66.0386 | 0.20868 | 0.14752 | 0 | 0 | 2.7617
2007-08-24 06:00 | 0.00053329 | 0 | -101.1977 | 90 | 0 | 0 | 0.63502 | 0.63502 | 0 | 0 | 0 | 0.63502 | 0 | 0 | 1.1102e-16 | 0 | 0 | 0.66844 | 0.63502 | 0 | 0 | 2.1479 | 2.6206 | 0 | 0.66844 | -0.66844 | 3.2577 | 54.2953 | 0.20868 | 0.69852 | 0 | 0 | 2.6206
2007-08-24 07:00 | 0.031554 | 14.5274 | -99.168 | 77.0842 | 0.031369 | 0.055961 | 0.21629 | 0.21629 | 0 | 0 | 0 | 0.21629 | 25.8734 | 0 | 2.7756e-17 | 0 | 0.055961 | 0.22767 | 0.21629 | 0 | 0 | 2.8906 | 1.9521 | 0 | 0.17171 | -0.17171 | 3.0767 | 51.2787 | 0.20868 | 0.23792 | 0.044769 | 0 | 2.0081
2007-08-24 08:00 | 0.05594 | 29.1834 | -97.6793 | 62.4034 | 0.055644 | 0.099269 | 0.39421 | 0.39421 | 0 | 0 | 0 | 0.39421 | 25.1815 | 0 | 5.5511e-17 | 0 | 0.099269 | 0.41496 | 0.39421 | 0 | 0 | 3.0814 | 1.7804 | 0 | 0.31569 | -0.31569 | 2.744 | 45.7325 | 0.20868 | 0.43363 | 0.079415 | 0 | 1.8797
2007-08-24 09:00 | 0.12733 | 43.8829 | -96.6962 | 47.8251 | 0.12666 | 0.22597 | 0.76344 | 0.76344 | 0 | 0 | 0 | 0.76344 | 29.5986 | 0 | 1.1102e-16 | 0 | 0.22597 | 0.80362 | 0.76344 | 0 | 0 | 3.4322 | 1.4647 | 0 | 0.57765 | -0.57765 | 2.1351 | 35.5843 | 0.20868 | 0.83978 | 0.18077 | 0 | 1.6907
2007-08-24 10:00 | 0.099863 | 58.6026 | -96.4577 | 33.5099 | 0.099357 | 0.17725 | 1.1587 | 1.1587 | 1.7 | 0 | 0.5202 | 1.1587 | 15.2977 | 0 | 0 | 0 | 0.17725 | 0 | 0 | 0.54131 | 0.51424 | 4.074 | 0.88707 | 0.69149 | 0 | 0.69149 | 2.7911 | 46.5177 | 0.20874 | 1.2746 | 0.1418 | 1.7 | 1.0643
2007-08-24 11:00 | 0.063646 | 73.3033 | -98.4157 | 20.0557 | 0.063329 | 0.11298 | 0 | 0 | 1.4526 | 0 | 0.45267 | 0 | 0 | 0 | 0 | 0 | 0.11298 | 0 | 0 | 1.4526 | 1.38 | 3.3825 | 1.5094 | 1.493 | 0 | 1.493 | 4.2074 | 70.1238 | 0.20874 | 0 | 0.090383 | 1.7 | 1.6224
2007-08-24 12:00 | 0.14139 | 87.2823 | -138.5457 | 11.2134 | 0.14067 | 0.25096 | 0 | 0 | 1.4526 | 0 | 0.45267 | 0 | 0 | 0 | 0 | 0 | 0.25096 | 0 | 0 | 1.4526 | 1.38 | 1.8895 | 2.8531 | 1.631 | 0 | 1.631 | 5.7547 | 95.9115 | 0.20871 | 0 | 0.20077 | 1.7 | 3.1041
2007-08-24 13:00 | 0.38869 | 76.8775 | 100.02 | 17.1359 | 0.38649 | 0.6895 | 0.77084 | 0.77084 | 0 | 0 | 0 | 0.77084 | 89.4471 | 0 | 0 | 0 | 0.6895 | 0.81141 | 0.77084 | 0 | 0 | 0.25858 | 4.321 | 0 | 0.12192 | -0.12192 | 5.6262 | 93.7696 | 0.20871 | 0.84793 | 0.5516 | 0 | 5.0105
2007-08-24 14:00 | 0.27467 | 62.1994 | 96.6084 | 30.0967 | 0.27321 | 0.48741 | 0.89788 | 0.89788 | 0 | 0 | 0 | 0.89788 | 54.2838 | 0 | 0 | 0 | 0.48741 | 0.94514 | 0.89788 | 0 | 0 | 0.39405 | 4.199 | 0 | 0.45774 | -0.45774 | 5.1437 | 85.728 | 0.20871 | 0.98767 | 0.38992 | 0 | 4.6865
2007-08-24 15:00 | 0.15162 | 47.479 | 96.5493 | 44.2922 | 0.15082 | 0.26907 | 3.4177 | 3.08 | 1.7 | 0 | 0.5202 | 3.08 | 8.7361 | 0 | 0.33769 | 0.67946 | 0.26907 | 1.4526 | 1.38 | 0 | 0 | 0.90264 | 3.7413 | 0 | 1.1836 | -1.1836 | 3.8961 | 64.935 | 0.20871 | 3.7595 | 0.21526 | 1.7 | 4.0104
2007-08-24 16:00 | 0.1183 | 32.7724 | 97.3897 | 58.8278 | 0.11765 | 0.20988 | 1.3868 | 1.3868 | 1.7 | 0 | 0.5202 | 1.3868 | 15.1343 | 0 | 0 | 0 | 0.20988 | 0 | 0 | 0.3132 | 0.29754 | 2.2177 | 2.5578 | 0.50742 | 0 | 0.50742 | 4.3775 | 72.9581 | 0.20875 | 1.5255 | 0.16791 | 1.7 | 2.7676
2007-08-24 17:00 | 0.13299 | 18.1035 | 98.7585 | 73.4914 | 0.13143 | 0.23447 | 0.82149 | 0.82149 | 1.7 | 0 | 0.5202 | 0.82149 | 28.5422 | 0 | 0 | 0 | 0.23447 | 0 | 0 | 0.87851 | 0.83458 | 1.7103 | 3.0144 | 1.0691 | 0 | 1.0691 | 5.3917 | 89.8612 | 0.20884 | 0.90364 | 0.18758 | 1.7 | 3.2489
2007-08-24 18:00 | 0.047135 | 3.4993 | 100.6436 | 88.2042 | 0.036249 | 0.064668 | 2.5391 | 2.5391 | 1.7 | 0 | 0.5202 | 2.5391 | 2.5469 | 0 | 0 | 0 | 0.064668 | 0.88326 | 0.83909 | 0 | 0 | 0.64123 | 3.9766 | 0 | 0.81859 | -0.81859 | 4.5288 | 75.4801 | 0.20884 | 2.793 | 0.051735 | 1.7 | 4.0412
2007-08-24 19:00 | 0 | 0 | 103.2094 | 90 | 0 | 0 | 0.54031 | 0.54031 | 1.7 | 0 | 0.5202 | 0.54031 | 0 | 0 | 0 | 0 | 0 | 0 | 0 | 1.1597 | 1.1017 | 1.5508 | 3.158 | 1.1017 | 0 | 1.1017 | 5.574 | 92.8996 | 0.20894 | 0.59434 | 0 | 1.7 | 3.158
2007-08-24 20:00 | 0 | 0 | 106.8397 | 90 | 0 | 0 | 0.97392 | 0.97392 | 0 | 0 | 0 | 0.97392 | 0 | 0 | 1.1102e-16 | 0 | 0 | 1.0252 | 0.97392 | 0 | 0 | 0.44907 | 4.1495 | 0 | 1.0252 | -1.0252 | 4.4934 | 74.8891 | 0.20894 | 1.0713 | 0 | 0 | 4.1495
2007-08-24 21:00 | 0 | 0 | 112.3629 | 90 | 0 | 0 | 1.5875 | 1.5875 | 1.7 | 0 | 0.5202 | 1.5875 | 0 | 0 | 0 | 0 | 0 | 0 | 0 | 0.11252 | 0.1069 | 1.5882 | 3.1243 | 0.1069 | 0 | 0.1069 | 4.5948 | 76.5792 | 0.20895 | 1.7462 | 0 | 1.7 | 3.1243
2007-08-24 22:00 | 0 | 0 | 121.7192 | 90 | 0 | 0 | 0 | 0 | 1.4526 | 0 | 0.45267 | 0 | 0 | 0 | 0 | 0 | 0 | 0 | 0 | 1.4526 | 1.38 | 1.4813 | 3.2206 | 1.38 | 0 | 1.38 | 5.9039 | 98.3989 | 0.20897 | 0 | 0 | 1.7 | 3.2206
2007-08-24 23:00 | 0 | 0 | 139.8153 | 90 | 0 | 0 | 0.24272 | 0.24272 | 0 | 0 | 0 | 0.24272 | 0 | 0 | 0 | 0 | 0 | 0.25549 | 0.24272 | 0 | 0 | 0.10126 | 4.4626 | 0 | 0.25549 | -0.25549 | 5.6346 | 93.9104 | 0.20897 | 0.26699 | 0 | 0 | 4.4626
2007-08-25 | 0 | 0 | 174.8679 | 90 | 0 | 0 | 0.68878 | 0.68878 | 0 | 0 | 0 | 0.68878 | 0 | 0 | 1.1102e-16 | 0 | 0 | 0.72503 | 0.68878 | 0 | 0 | 0.38514 | 4.2071 | 0 | 0.72503 | -0.72503 | 4.8704 | 81.1729 | 0.20897 | 0.75766 | 0 | 0 | 4.2071
2007-08-25 01:00 | 0 | 0 | -145.9696 | 90 | 0 | 0 | 0.0895 | 0.0895 | 0 | 0 | 0 | 0.0895 | 0 | 0 | 1.3878e-17 | 0 | 0 | 0.094211 | 0.0895 | 0 | 0 | 1.1907 | 3.482 | 0 | 0.094211 | -0.094211 | 4.7711 | 79.5178 | 0.20897 | 0.098451 | 0 | 0 | 3.482
2007-08-25 02:00 | 0 | 0 | -124.4503 | 90 | 0 | 0 | 0.43781 | 0.43781 | 0 | 0 | 0 | 0.43781 | 0 | 0 | 5.5511e-17 | 0 | 0 | 0.46085 | 0.43781 | 0 | 0 | 1.2954 | 3.3878 | 0 | 0.46085 | -0.46085 | 4.2853 | 71.4214 | 0.20897 | 0.48159 | 0 | 0 | 3.3878
2007-08-25 03:00 | 0 | 0 | -113.6966 | 90 | 0 | 0 | 0.22622 | 0.22622 | 0 | 0 | 0 | 0.22622 | 0 | 0 | 2.7756e-17 | 0 | 0 | 0.23812 | 0.22622 | 0 | 0 | 1.8075 | 2.927 | 0 | 0.23812 | -0.23812 | 4.0343 | 67.238 | 0.20897 | 0.24884 | 0 | 0 | 2.927
2007-08-25 04:00 | 0 | 0 | -107.5547 | 90 | 0 | 0 | 0.15102 | 0.15102 | 0 | 0 | 0 | 0.15102 | 0 | 0 | 2.7756e-17 | 0 | 0 | 0.15897 | 0.15102 | 0 | 0 | 2.0721 | 2.6888 | 0 | 0.15897 | -0.15897 | 3.8667 | 64.4451 | 0.20897 | 0.16613 | 0 | 0 | 2.6888
2007-08-25 05:00 | 0 | 0 | -103.6013 | 90 | 0 | 0 | 0.12098 | 0.12098 | 0 | 0 | 0 | 0.12098 | 0 | 0 | 2.7756e-17 | 0 | 0 | 0.12734 | 0.12098 | 0 | 0 | 2.2487 | 2.5299 | 0 | 0.12734 | -0.12734 | 3.7325 | 62.208 | 0.20897 | 0.13307 | 0 | 0 | 2.5299
2007-08-25 06:00 | 0.0026883 | 0 | -100.8341 | 90 | 0 | 0 | 0 | 0 | 0 | 0 | 0 | 0 | 0 | 0 | 0 | 0 | 0 | 0 | 0 | 0 | 0 | 2.3902 | 2.4025 | 0 | 0 | 0 | 3.7325 | 62.208 | 0.20897 | 0 | 0 | 0 | 2.4025
2007-08-25 07:00 | 0.0085754 | 14.5516 | -98.7932 | 77.0027 | 0.008531 | 0.015219 | 1.0806 | 1.0806 | 0 | 0 | 0 | 1.0806 | 1.4084 | 0 | 2.2204e-16 | 0 | 0.015219 | 1.1375 | 1.0806 | 0 | 0 | 2.3902 | 2.4025 | 0 | 1.1223 | -1.1223 | 2.5495 | 42.4915 | 0.20897 | 1.1887 | 0.012176 | 0 | 2.4177
2007-08-25 08:00 | 0.085672 | 29.2219 | -97.2651 | 62.3019 | 0.085204 | 0.152 | 1.744 | 1.744 | 1.7 | 0 | 0.5202 | 1.744 | 8.7157 | 0 | 0 | 0 | 0.152 | 0.046339 | 0.044022 | 0 | 0 | 3.6372 | 1.2802 | 0.10566 | 0 | 0.10566 | 2.6497 | 44.1623 | 0.20898 | 1.9184 | 0.1216 | 1.7 | 1.4322
2007-08-25 09:00 | 0.078689 | 43.9355 | -96.1967 | 47.6979 | 0.078287 | 0.13966 | 1.7216 | 1.7216 | 1.7 | 0 | 0.5202 | 1.7216 | 8.1126 | 0 | 0 | 0 | 0.13966 | 0.022694 | 0.021559 | 0 | 0 | 3.5315 | 1.3753 | 0.11697 | 0 | 0.11697 | 2.7607 | 46.0117 | 0.20899 | 1.8937 | 0.11173 | 1.7 | 1.515
2007-08-25 10:00 | 0.24464 | 58.6713 | -95.7716 | 33.3428 | 0.24335 | 0.43414 | 1.0076 | 1.0076 | 1.7 | 0 | 0.5202 | 1.0076 | 43.0857 | 0 | 0 | 0 | 0.43414 | 0 | 0 | 0.69237 | 0.65775 | 3.4145 | 1.4806 | 1.0919 | 0 | 1.0919 | 3.7966 | 63.2761 | 0.20907 | 1.1084 | 0.34732 | 1.7 | 1.9148
2007-08-25 11:00 | 0.20488 | 73.3992 | -97.1913 | 19.8103 | 0.20383 | 0.36364 | 2.1362 | 2.1362 | 1.7 | 0 | 0.5202 | 2.1362 | 17.0228 | 0 | 0 | 0 | 0.36364 | 0.45914 | 0.43618 | 0 | 0 | 2.3226 | 2.4633 | 0 | 0.095503 | -0.095503 | 3.6959 | 61.5983 | 0.20907 | 2.3498 | 0.29091 | 1.7 | 2.827
2007-08-25 12:00 | 0.061238 | 87.5854 | -134.0495 | 10.8498 | 0.060933 | 0.1087 | 0 | 0 | 1.4526 | 0 | 0.45267 | 0 | 0 | 0 | 0 | 0 | 0.1087 | 0 | 0 | 1.4526 | 1.38 | 2.4287 | 2.3678 | 1.4887 | 0 | 1.4887 | 5.1082 | 85.1367 | 0.20907 | 0 | 0.086963 | 1.7 | 2.4765
2007-08-25 13:00 | 0.18918 | 76.8554 | 98.4224 | 16.9628 | 0.18822 | 0.33578 | 0.4546 | 0.4546 | 0 | 0 | 0 | 0.4546 | 73.8628 | 0 | 0 | 0 | 0.33578 | 0.47852 | 0.4546 | 0 | 0 | 0.94004 | 3.7077 | 0 | 0.14275 | -0.14275 | 4.9577 | 82.6289 | 0.20907 | 0.50006 | 0.26862 | 0 | 4.0434
2007-08-25 14:00 | 0.22351 | 62.1415 | 95.8393 | 30.0398 | 0.22235 | 0.39667 | 0.79341 | 0.79341 | 0 | 0 | 0 | 0.79341 | 49.9956 | 0 | 0 | 0 | 0.39667 | 0.83516 | 0.79341 | 0 | 0 | 1.0986 | 3.5649 | 0 | 0.4385 | -0.4385 | 4.4955 | 74.9253 | 0.20907 | 0.87275 | 0.31733 | 0 | 3.9616
2007-08-25 15:00 | 0.1126 | 47.4037 | 96.0232 | 44.2861 | 0.11202 | 0.19984 | 1.4439 | 1.4439 | 1.7 | 0 | 0.5202 | 1.4439 | 13.8399 | 0 | 0 | 0 | 0.19984 | 0 | 0 | 0.25609 | 0.24329 | 1.5859 | 3.1264 | 0.44313 | 0 | 0.44313 | 4.9159 | 81.9318 | 0.20911 | 1.5883 | 0.15987 | 1.7 | 3.3262
2007-08-25 16:00 | 0.19147 | 32.6831 | 96.9707 | 58.8514 | 0.19026 | 0.33942 | 1.0984 | 1.0984 | 0 | 0 | 0 | 1.0984 | 30.9004 | 0 | 2.2204e-16 | 0 | 0.33942 | 1.1562 | 1.0984 | 0 | 0 | 1.1427 | 3.5252 | 0 | 0.81683 | -0.81683 | 4.0549 | 67.5816 | 0.20911 | 1.2083 | 0.27154 | 0 | 3.8646
2007-08-25 17:00 | 0.1417 | 18.0005 | 98.3917 | 73.5366 | 0.13975 | 0.24931 | 1.2419 | 1.2419 | 0 | 0 | 0 | 1.2419 | 20.0759 | 0 | 2.2204e-16 | 0 | 0.24931 | 1.3072 | 1.2419 | 0 | 0 | 2.0503 | 2.7084 | 0 | 1.0579 | -1.0579 | 2.9398 | 48.9962 | 0.20911 | 1.366 | 0.19945 | 0 | 2.9577
2007-08-25 18:00 | 0.051165 | 3.3813 | 100.299 | 88.2678 | 0.035769 | 0.063811 | 0 | 0 | 0 | 0 | 0 | 0 | 0 | 0 | 0 | 0 | 0.063811 | 0 | 0 | 0 | 0 | 3.2258 | 1.6505 | 0.063811 | 0 | 0.063811 | 3.0003 | 50.0052 | 0.2091 | 0 | 0.051049 | 0 | 1.7143
2007-08-25 19:00 | 0 | 0 | 102.8657 | 90 | 0 | 0 | 0.4549 | 0.4549 | 0 | 0 | 0 | 0.4549 | 0 | 0 | 5.5511e-17 | 0 | 0 | 0.47884 | 0.4549 | 0 | 0 | 3.162 | 1.7079 | 0 | 0.47884 | -0.47884 | 2.4956 | 41.5928 | 0.2091 | 0.50039 | 0 | 0 | 1.7079
2007-08-25 20:00 | 0 | 0 | 106.4777 | 90 | 0 | 0 | 1.2522 | 1.2522 | 1.7 | 0 | 0.5202 | 1.2522 | 0 | 0 | 0 | 0 | 0 | 0 | 0 | 0.4478 | 0.42541 | 3.694 | 1.2291 | 0.42541 | 0 | 0.42541 | 2.8992 | 48.3192 | 0.20913 | 1.3774 | 0 | 1.7 | 1.2291
2007-08-25 21:00 | 0 | 0 | 111.9628 | 90 | 0 | 0 | 2.0977 | 2.0977 | 1.7 | 0 | 0.5202 | 2.0977 | 0 | 0 | 0 | 0 | 0 | 0.41859 | 0.39766 | 0 | 0 | 3.2686 | 1.612 | 0 | 0.41859 | -0.41859 | 2.4579 | 40.9653 | 0.20913 | 2.3074 | 0 | 1.7 | 1.612
2007-08-25 22:00 | 0 | 0 | 121.2695 | 90 | 0 | 0 | 0.50726 | 0.50726 | 1.7 | 0 | 0.5202 | 0.50726 | 0 | 0 | 0 | 0 | 0 | 0 | 0 | 1.1927 | 1.1331 | 3.7337 | 1.1934 | 1.1331 | 0 | 1.1331 | 3.5329 | 58.8812 | 0.20923 | 0.55799 | 0 | 1.7 | 1.1934
2007-08-25 23:00 | 0 | 0 | 139.3969 | 90 | 0 | 0 | 0.2819 | 0.2819 | 1.7 | 0 | 0.5202 | 0.2819 | 0 | 0 | 0 | 0 | 0 | 0 | 0 | 1.4181 | 1.3472 | 2.6006 | 2.2132 | 1.3472 | 0 | 1.3472 | 4.8109 | 80.1821 | 0.20932 | 0.31009 | 0 | 1.7 | 2.2132
2007-08-26 | 0 | 0 | 174.9736 | 90 | 0 | 0 | 0 | 0 | 0 | 0 | 0 | 0 | 0 | 0 | 0 | 0 | 0 | 0 | 0 | 0 | 0 | 1.2534 | 3.4256 | 0 | 0 | 0 | 4.8109 | 80.1821 | 0.20932 | 0 | 0 | 0 | 3.4256
2007-08-26 01:00 | 0 | 0 | -145.3184 | 90 | 0 | 0 | 0.11624 | 0.11624 | 0 | 0 | 0 | 0.11624 | 0 | 0 | 1.3878e-17 | 0 | 0 | 0.12236 | 0.11624 | 0 | 0 | 1.2534 | 3.4256 | 0 | 0.12236 | -0.12236 | 4.682 | 78.0325 | 0.20932 | 0.12786 | 0 | 0 | 3.4256
2007-08-26 02:00 | 0 | 0 | -123.8502 | 90 | 0 | 0 | 0.09325 | 0.09325 | 0 | 0 | 0 | 0.09325 | 0 | 0 | 1.3878e-17 | 0 | 0 | 0.098158 | 0.09325 | 0 | 0 | 1.3893 | 3.3033 | 0 | 0.098158 | -0.098158 | 4.5785 | 76.308 | 0.20932 | 0.10258 | 0 | 0 | 3.3033
2007-08-26 03:00 | 0 | 0 | -113.2081 | 90 | 0 | 0 | 0.35862 | 0.35862 | 0 | 0 | 0 | 0.35862 | 0 | 0 | 0 | 0 | 0 | 0.37749 | 0.35862 | 0 | 0 | 1.4984 | 3.2051 | 0 | 0.37749 | -0.37749 | 4.1806 | 69.6762 | 0.20932 | 0.39448 | 0 | 0 | 3.2051
2007-08-26 04:00 | 0 | 0 | -107.1378 | 90 | 0 | 0 | 0.18094 | 0.18094 | 0 | 0 | 0 | 0.18094 | 0 | 0 | 2.7756e-17 | 0 | 0 | 0.19047 | 0.18094 | 0 | 0 | 1.9179 | 2.8276 | 0 | 0.19047 | -0.19047 | 3.9798 | 66.33 | 0.20932 | 0.19904 | 0 | 0 | 2.8276
2007-08-26 05:00 | 0 | 0 | -103.2222 | 90 | 0 | 0 | 0.018903 | 0.018903 | 0 | 0 | 0 | 0.018903 | 0 | 0 | 0 | 0 | 0 | 0.019898 | 0.018903 | 0 | 0 | 2.1295 | 2.6372 | 0 | 0.019898 | -0.019898 | 3.9588 | 65.9805 | 0.20932 | 0.020793 | 0 | 0 | 2.6372
2007-08-26 06:00 | 0.02796 | 0 | -100.467 | 90 | 0 | 0 | 0.28219 | 0.28219 | 0 | 0 | 0 | 0.28219 | 0 | 0 | 0 | 0 | 0 | 0.29704 | 0.28219 | 0 | 0 | 2.1516 | 2.6173 | 0 | 0.29704 | -0.29704 | 3.6457 | 60.762 | 0.20932 | 0.31041 | 0 | 0 | 2.6173
2007-08-26 07:00 | 0.20267 | 14.5769 | -98.4147 | 76.9193 | 0.18801 | 0.33542 | 0 | 0 | 0 | 0 | 0 | 0 | 0 | 0 | 0 | 0 | 0.33542 | 0 | 0 | 0 | 0 | 2.4816 | 2.3202 | 0.33542 | 0 | 0.33542 | 3.9639 | 66.0653 | 0.20926 | 0 | 0.26833 | 0 | 2.6556
2007-08-26 08:00 | 0.30942 | 29.2611 | -96.8467 | 62.199 | 0.30322 | 0.54095 | 0 | 0 | 0 | 0 | 0 | 0 | 0 | 0 | 0 | 0 | 0.54095 | 0 | 0 | 0 | 0 | 2.1462 | 2.6221 | 0.54095 | 0 | 0.54095 | 4.4771 | 74.6185 | 0.20917 | 0 | 0.43276 | 0 | 3.163
2007-08-26 09:00 | 0.52708 | 43.9879 | -95.6919 | 47.5698 | 0.51711 | 0.92252 | 0.4053 | 0.4053 | 0 | 0 | 0 | 0.4053 | 227.6137 | 0 | 0 | 0 | 0.92252 | 0.42663 | 0.4053 | 0 | 0 | 1.6053 | 3.1089 | 0.49589 | 0 | 0.49589 | 4.9476 | 82.4592 | 0.20909 | 0.44583 | 0.73802 | 0 | 4.0315
2007-08-26 10:00 | 0.71601 | 58.7385 | -95.0767 | 33.1755 | 0.70449 | 1.2568 | 1.407 | 1.407 | 1.267 | 0 | 0.40198 | 1.407 | 89.3239 | 0 | 0 | 0 | 1.2568 | 0.14744 | 0.14006 | 0 | 0 | 1.1094 | 3.5552 | 1.1094 | 0 | 1.1094 | 6 | 100 | 0.20911 | 1.5477 | 1.0055 | 1.7 | 4.8121
2007-08-26 11:00 | 0.76311 | 73.4903 | -95.943 | 19.5649 | 0.75354 | 1.3443 | 2.6033 | 2.6033 | 1.3262 | 0 | 0.41814 | 2.6033 | 51.6394 | 0 | 0 | 0 | 1.3443 | 1.3443 | 1.2771 | 0 | 0 | 0 | 4.5537 | 0 | 0 | 0 | 6 | 100 | 0.20911 | 2.8636 | 1.0754 | 1.7 | 5.898
2007-08-26 12:00 | 0.87199 | 87.8732 | -128.2803 | 10.4827 | 0.86075 | 1.5356 | 0 | 0 | 0 | 0 | 0 | 0 | 0 | 1.5356 | 0 | 0 | 1.5356 | 0 | 0 | 0 | 0 | 0 | 4.5537 | 0 | 0 | 0 | 6 | 100 | 0.20911 | 0 | 1.2285 | 0 | 6.0893
2007-08-26 13:00 | 1.0605 | 76.8216 | 96.8167 | 16.7954 | 1.0447 | 1.8637 | 0 | 0 | 0 | 0 | 0 | 0 | 0 | 1.8637 | 0 | 0 | 1.8637 | 0 | 0 | 0 | 0 | 0 | 4.5537 | 0 | 0 | 0 | 6 | 100 | 0.20911 | 0 | 1.491 | 0 | 6.4174
2007-08-26 14:00 | 1.0108 | 62.0773 | 95.0665 | 29.988 | 0.99274 | 1.771 | 0.18861 | 0.18861 | 0 | 0 | 0 | 0.18861 | 939.0123 | 1.5725 | 0 | 0 | 1.771 | 0.19853 | 0.18861 | 0 | 0 | 0 | 4.5537 | 0 | 0 | 0 | 6 | 100 | 0.20911 | 0.20747 | 1.4168 | 0 | 6.3247
2007-08-26 15:00 | 0.81714 | 47.3237 | 95.4942 | 44.2838 | 0.79754 | 1.4228 | 0.88243 | 0.88243 | 0 | 0 | 0 | 0.88243 | 161.2368 | 0.49393 | 0 | 0 | 1.4228 | 0.92888 | 0.88243 | 0 | 0 | 0 | 4.5537 | 0 | 0 | 0 | 6 | 100 | 0.20911 | 0.97068 | 1.1382 | 0 | 5.9765
2007-08-26 16:00 | 0.58981 | 32.59 | 96.5489 | 58.8782 | 0.56777 | 1.0129 | 2.1036 | 2.1036 | 1.1414 | 0 | 0.3677 | 2.1036 | 48.1501 | 0 | 0 | 0 | 1.0129 | 1.0129 | 0.96226 | 0 | 0 | 0 | 4.5537 | 0 | 0 | 0 | 6 | 100 | 0.20911 | 2.314 | 0.81033 | 1.7 | 5.5666
2007-08-26 17:00 | 0.25467 | 17.8943 | 98.0223 | 73.5845 | 0.23924 | 0.4268 | 0.2119 | 0.2119 | 0 | 0 | 0 | 0.2119 | 201.4206 | 0.20375 | 0 | 0 | 0.4268 | 0.22305 | 0.2119 | 0 | 0 | 0 | 4.5537 | 0 | 0 | 0 | 6 | 100 | 0.20911 | 0.23309 | 0.34144 | 0 | 4.9805
2007-08-26 18:00 | 0.059878 | 3.2605 | 99.9517 | 88.3335 | 0.035113 | 0.062642 | 2.4714 | 2.4714 | 1.7 | 0 | 0.5202 | 2.4714 | 2.5347 | 0 | 0 | 0 | 0.062642 | 0.81199 | 0.77139 | 0 | 0 | 0 | 4.5537 | 0 | 0.74934 | -0.74934 | 5.2101 | 86.8354 | 0.20911 | 2.7185 | 0.050113 | 1.7 | 4.6163
2007-08-26 19:00 | 0 | 0 | 102.519 | 90 | 0 | 0 | 0.20671 | 0.20671 | 0 | 0 | 0 | 0.20671 | 0 | 0 | 2.7756e-17 | 0 | 0 | 0.21759 | 0.20671 | 0 | 0 | 0.8326 | 3.8043 | 0 | 0.21759 | -0.21759 | 4.9808 | 83.0127 | 0.20911 | 0.22738 | 0 | 0 | 3.8043
2007-08-26 20:00 | 0 | 0 | 106.112 | 90 | 0 | 0 | 0.34925 | 0.34925 | 0 | 0 | 0 | 0.34925 | 0 | 0 | 5.5511e-17 | 0 | 0 | 0.36763 | 0.34925 | 0 | 0 | 1.0744 | 3.5868 | 0 | 0.36763 | -0.36763 | 4.5933 | 76.5541 | 0.20911 | 0.38418 | 0 | 0 | 3.5868
2007-08-26 21:00 | 0 | 0 | 111.5578 | 90 | 0 | 0 | 0.29629 | 0.29629 | 0 | 0 | 0 | 0.29629 | 0 | 0 | 5.5511e-17 | 0 | 0 | 0.31189 | 0.29629 | 0 | 0 | 1.4829 | 3.2191 | 0 | 0.31189 | -0.31189 | 4.2645 | 71.0748 | 0.20911 | 0.32592 | 0 | 0 | 3.2191
2007-08-26 22:00 | 0 | 0 | 120.8122 | 90 | 0 | 0 | 0.45608 | 0.45608 | 0 | 0 | 0 | 0.45608 | 0 | 0 | 0 | 0 | 0 | 0.48009 | 0.45608 | 0 | 0 | 1.8294 | 2.9072 | 0 | 0.48009 | -0.48009 | 3.7584 | 62.6405 | 0.20911 | 0.50169 | 0 | 0 | 2.9072
2007-08-26 23:00 | 0 | 0 | 138.9679 | 90 | 0 | 0 | 0.24006 | 0.24006 | 0 | 0 | 0 | 0.24006 | 0 | 0 | 5.5511e-17 | 0 | 0 | 0.25269 | 0.24006 | 0 | 0 | 2.3628 | 2.4271 | 0 | 0.25269 | -0.25269 | 3.4921 | 58.2011 | 0.20911 | 0.26407 | 0 | 0 | 2.4271
2007-08-27 | 0 | 0 | 175.0889 | 90 | 0 | 0 | 0.17023 | 0.17023 | 0 | 0 | 0 | 0.17023 | 0 | 0 | 2.7756e-17 | 0 | 0 | 0.17919 | 0.17023 | 0 | 0 | 2.6436 | 2.1745 | 0 | 0.17919 | -0.17919 | 3.3032 | 55.053 | 0.20911 | 0.18726 | 0 | 0 | 2.1745
2007-08-27 01:00 | 0 | 0 | -144.6446 | 90 | 0 | 0 | 0.14228 | 0.14228 | 0 | 0 | 0 | 0.14228 | 0 | 0 | 0 | 0 | 0 | 0.14977 | 0.14228 | 0 | 0 | 2.8427 | 1.9953 | 0 | 0.14977 | -0.14977 | 3.1453 | 52.4219 | 0.20911 | 0.15651 | 0 | 0 | 1.9953
2007-08-27 02:00 | 0 | 0 | -123.239 | 90 | 0 | 0 | 0.22104 | 0.22104 | 0 | 0 | 0 | 0.22104 | 0 | 0 | 2.7756e-17 | 0 | 0 | 0.23267 | 0.22104 | 0 | 0 | 3.0091 | 1.8455 | 0 | 0.23267 | -0.23267 | 2.9001 | 48.3342 | 0.20911 | 0.24314 | 0 | 0 | 1.8455
2007-08-27 03:00 | 0 | 0 | -112.7135 | 90 | 0 | 0 | 0.56171 | 0.56171 | 0 | 0 | 0 | 0.56171 | 0 | 0 | 1.1102e-16 | 0 | 0 | 0.59128 | 0.56171 | 0 | 0 | 3.2676 | 1.6128 | 0 | 0.59128 | -0.59128 | 2.2768 | 37.9466 | 0.20911 | 0.61788 | 0 | 0 | 1.6128
2007-08-27 04:00 | 0 | 0 | -106.7166 | 90 | 0 | 0 | 0.38145 | 0.38145 | 0 | 0 | 0 | 0.38145 | 0 | 0 | 5.5511e-17 | 0 | 0 | 0.40153 | 0.38145 | 0 | 0 | 3.9246 | 1.0215 | 0 | 0.40153 | -0.40153 | 1.8536 | 30.8926 | 0.20911 | 0.41959 | 0 | 0 | 1.0215
2007-08-27 05:00 | 0 | 0 | -102.8394 | 90 | 0 | 0 | 0.0053697 | 0.0053697 | 0 | 0 | 0 | 0.0053697 | 0 | 0 | 0 | 0 | 0 | 0.0056523 | 0.0053697 | 0 | 0 | 4.3707 | 0.62002 | 0 | 0.0056523 | -0.0056523 | 1.8476 | 30.7933 | 0.20911 | 0.0059067 | 0 | 0 | 0.62002
2007-08-27 06:00 | 0.014179 | 0 | -100.0966 | 90 | 0 | 0 | 0.32749 | 0.32749 | 0 | 0 | 0 | 0.32749 | 0 | 0 | 0 | 0 | 0 | 0.34473 | 0.32749 | 0 | 0 | 4.377 | 0.61436 | 0 | 0.34473 | -0.34473 | 1.4842 | 24.737 | 0.20911 | 0.36024 | 0 | 0 | 0.61436
2007-08-27 07:00 | 0.17482 | 14.6034 | -98.0328 | 76.8342 | 0.16605 | 0.29623 | 0.95358 | 0.95358 | 1.7 | 0 | 0.5202 | 0.95358 | 31.0651 | 0 | 0 | 0 | 0.29623 | 0 | 0 | 0.74642 | 0.7091 | 4.7601 | 0.26964 | 1.0053 | 0 | 1.0053 | 2.438 | 40.6327 | 0.20919 | 1.0489 | 0.23698 | 1.7 | 0.56587
2007-08-27 08:00 | 0.30093 | 29.3008 | -96.4243 | 62.095 | 0.29554 | 0.52724 | 0 | 0 | 1.4526 | 0 | 0.45267 | 0 | 0 | 0 | 0 | 0 | 0.52724 | 0 | 0 | 1.4526 | 1.38 | 3.7547 | 1.1744 | 1.9072 | 0 | 1.9072 | 4.2473 | 70.7888 | 0.20912 | 0 | 0.42179 | 1.7 | 1.7017
2007-08-27 09:00 | 0.34058 | 44.0401 | -95.1818 | 47.4411 | 0.33786 | 0.60275 | 0.5227 | 0.5227 | 1.7 | 0 | 0.5202 | 0.5227 | 115.3137 | 0 | 0 | 0 | 0.60275 | 0 | 0 | 1.1773 | 1.1184 | 1.8475 | 2.891 | 1.7212 | 0 | 1.7212 | 5.8802 | 98.003 | 0.20914 | 0.57497 | 0.4822 | 1.7 | 3.4937
2007-08-27 10:00 | 0.50294 | 58.8041 | -94.3732 | 33.0081 | 0.49849 | 0.88931 | 0.028094 | 0.028094 | 0 | 0 | 0 | 0.028094 | 3165.477 | 0.73343 | 0 | 0 | 0.88931 | 0.029573 | 0.028094 | 0 | 0 | 0.1263 | 4.44 | 0.1263 | 0 | 0.1263 | 6 | 100 | 0.20912 | 0.030903 | 0.71145 | 0 | 5.3293
2007-08-27 11:00 | 0.65953 | 73.576 | -94.6712 | 19.3199 | 0.65313 | 1.1652 | 0.4963 | 0.4963 | 0 | 0 | 0 | 0.4963 | 234.7717 | 0.64275 | 0 | 0 | 1.1652 | 0.52242 | 0.4963 | 0 | 0 | 0 | 4.5537 | 0 | 0 | 0 | 6 | 100 | 0.20912 | 0.54593 | 0.93214 | 0 | 5.7189
2007-08-27 12:00 | 0.78981 | 88.1363 | -120.7641 | 10.1123 | 0.78119 | 1.3936 | 0 | 0 | 0 | 0 | 0 | 0 | 0 | 1.3936 | 0 | 0 | 1.3936 | 0 | 0 | 0 | 0 | 0 | 4.5537 | 0 | 0 | 0 | 6 | 100 | 0.20912 | 0 | 1.1149 | 0 | 5.9473
2007-08-27 13:00 | 0.37045 | 76.7758 | 95.2064 | 16.6342 | 0.36846 | 0.65733 | 1.9876 | 1.9876 | 1.3632 | 0 | 0.42824 | 1.9876 | 33.0711 | 1.1102e-16 | 0 | 0 | 0.65733 | 0.65733 | 0.62446 | 0 | 0 | 0 | 4.5537 | 0 | 0 | 0 | 6 | 100 | 0.20912 | 2.1864 | 0.52586 | 1.7 | 5.211
2007-08-27 14:00 | 0.68059 | 62.0065 | 94.2907 | 29.9412 | 0.67177 | 1.1984 | 3.2484 | 3.08 | 1.7 | 0 | 0.5202 | 3.08 | 38.9105 | 0 | 0.16838 | 0.49321 | 1.1984 | 1.4526 | 1.38 | 0 | 0 | 0 | 4.5537 | 0 | 0.25419 | -0.25419 | 5.7321 | 95.5344 | 0.20912 | 3.5732 | 0.95876 | 1.7 | 5.7521
2007-08-27 15:00 | 0.46564 | 47.2391 | 94.9624 | 44.2856 | 0.46004 | 0.8207 | 1.4457 | 1.4457 | 0.93431 | 0 | 0.31117 | 1.4457 | 56.7698 | 5.5511e-17 | 0 | 0 | 0.8207 | 0.53827 | 0.51136 | 0 | 0 | 0.28243 | 4.2995 | 0.28243 | 0 | 0.28243 | 6 | 100 | 0.20914 | 1.5902 | 0.65656 | 1.7 | 5.1202
2007-08-27 16:00 | 0.28314 | 32.4932 | 96.1246 | 58.9083 | 0.27992 | 0.49938 | 0 | 0 | 0 | 0 | 0 | 0 | 0 | 0.49938 | 0 | 0 | 0.49938 | 0 | 0 | 0 | 0 | 0 | 4.5537 | 0 | 0 | 0 | 6 | 100 | 0.20914 | 0 | 0.39951 | 0 | 5.0531
2007-08-27 17:00 | 0.14494 | 17.7849 | 97.6503 | 73.635 | 0.14286 | 0.25486 | 0 | 0 | 0 | 0 | 0 | 0 | 0 | 0.25486 | 0 | 0 | 0.25486 | 0 | 0 | 0 | 0 | 0 | 4.5537 | 0 | 0 | 0 | 6 | 100 | 0.20914 | 0 | 0.20389 | 0 | 4.8086
2007-08-27 18:00 | 0.041906 | 3.137 | 99.6018 | 88.4014 | 0.033524 | 0.059806 | 1.4553 | 1.4553 | 1.3985 | 0 | 0.43789 | 1.4553 | 4.1095 | 0 | 0 | 0 | 0.059806 | 0.059806 | 0.056816 | 0 | 0 | 0 | 4.5537 | 0 | 0 | 0 | 6 | 100 | 0.20914 | 1.6009 | 0.047845 | 1.7 | 4.6135
2007-08-27 19:00 | 0 | 0 | 102.1693 | 90 | 0 | 0 | 1.6474 | 1.6474 | 1.6474 | 0 | 0.50584 | 1.6474 | 0 | 0 | 0 | 0 | 0 | 0 | 0 | 0 | 0 | 0 | 4.5537 | 0 | 0 | 0 | 6 | 100 | 0.20914 | 1.8121 | 0 | 1.7 | 4.5537
2007-08-27 20:00 | 0 | 0 | 105.7427 | 90 | 0 | 0 | 0.75427 | 0.75427 | 0 | 0 | 0 | 0.75427 | 0 | 0 | 0 | 0 | 0 | 0.79397 | 0.75427 | 0 | 0 | 0 | 4.5537 | 0 | 0.79397 | -0.79397 | 5.1631 | 86.0513 | 0.20914 | 0.8297 | 0 | 0 | 4.5537
2007-08-27 21:00 | 0 | 0 | 111.1478 | 90 | 0 | 0 | 2.2237 | 2.2237 | 1.7 | 0 | 0.5202 | 2.2237 | 0 | 0 | 0 | 0 | 0 | 0.55126 | 0.5237 | 0 | 0 | 0.88219 | 3.7597 | 0 | 0.55126 | -0.55126 | 4.582 | 76.3667 | 0.20914 | 2.4461 | 0 | 1.7 | 3.7597
2007-08-27 22:00 | 0 | 0 | 120.347 | 90 | 0 | 0 | 0.43709 | 0.43709 | 1.7 | 0 | 0.5202 | 0.43709 | 0 | 0 | 0 | 0 | 0 | 0 | 0 | 1.2629 | 1.1998 | 1.4947 | 3.2085 | 1.1998 | 0 | 1.1998 | 5.7202 | 95.3366 | 0.20924 | 0.4808 | 0 | 1.7 | 3.2085
2007-08-27 23:00 | 0 | 0 | 138.5278 | 90 | 0 | 0 | 0.5068 | 0.5068 | 0 | 0 | 0 | 0.5068 | 0 | 0 | 0 | 0 | 0 | 0.53348 | 0.5068 | 0 | 0 | 0.29494 | 4.2882 | 0 | 0.53348 | -0.53348 | 5.1579 | 85.9643 | 0.20924 | 0.55749 | 0 | 0 | 4.2882
2007-08-28 | 0 | 0 | 175.2142 | 90 | 0 | 0 | 0.099661 | 0.099661 | 0 | 0 | 0 | 0.099661 | 0 | 0 | 1.3878e-17 | 0 | 0 | 0.10491 | 0.099661 | 0 | 0 | 0.8877 | 3.7548 | 0 | 0.10491 | -0.10491 | 5.0473 | 84.1213 | 0.20924 | 0.10963 | 0 | 0 | 3.7548
2007-08-28 01:00 | 0 | 0 | -143.948 | 90 | 0 | 0 | 0.077743 | 0.077743 | 0 | 0 | 0 | 0.077743 | 0 | 0 | 0 | 0 | 0 | 0.081835 | 0.077743 | 0 | 0 | 1.0043 | 3.6499 | 0 | 0.081835 | -0.081835 | 4.961 | 82.6836 | 0.20924 | 0.085518 | 0 | 0 | 3.6499
2007-08-28 02:00 | 0 | 0 | -122.617 | 90 | 0 | 0 | 0 | 0 | 0 | 0 | 0 | 0 | 0 | 0 | 0 | 0 | 0 | 0 | 0 | 0 | 0 | 1.0952 | 3.568 | 0 | 0 | 0 | 4.961 | 82.6836 | 0.20924 | 0 | 0 | 0 | 3.568
2007-08-28 03:00 | 0 | 0 | -112.2128 | 90 | 0 | 0 | 0.36072 | 0.36072 | 0 | 0 | 0 | 0.36072 | 0 | 0 | 5.5511e-17 | 0 | 0 | 0.3797 | 0.36072 | 0 | 0 | 1.0952 | 3.568 | 0 | 0.3797 | -0.3797 | 4.5608 | 76.0129 | 0.20924 | 0.39679 | 0 | 0 | 3.568
2007-08-28 04:00 | 0 | 0 | -106.2913 | 90 | 0 | 0 | 0.40122 | 0.40122 | 0 | 0 | 0 | 0.40122 | 0 | 0 | 5.5511e-17 | 0 | 0 | 0.42234 | 0.40122 | 0 | 0 | 1.5171 | 3.1883 | 0 | 0.42234 | -0.42234 | 4.1156 | 68.5932 | 0.20924 | 0.44134 | 0 | 0 | 3.1883
2007-08-28 05:00 | 0 | 0 | -102.4533 | 90 | 0 | 0 | 0.34094 | 0.34094 | 0 | 0 | 0 | 0.34094 | 0 | 0 | 5.5511e-17 | 0 | 0 | 0.35888 | 0.34094 | 0 | 0 | 1.9863 | 2.766 | 0 | 0.35888 | -0.35888 | 3.7373 | 62.2883 | 0.20924 | 0.37503 | 0 | 0 | 2.766
2007-08-28 06:00 | 0.014799 | 0 | -99.723 | 90 | 0 | 0 | 0.17056 | 0.17056 | 0 | 0 | 0 | 0.17056 | 0 | 0 | 2.7756e-17 | 0 | 0 | 0.17954 | 0.17056 | 0 | 0 | 2.3851 | 2.4071 | 0 | 0.17954 | -0.17954 | 3.5481 | 59.1342 | 0.20924 | 0.18761 | 0 | 0 | 2.4071
2007-08-28 07:00 | 0.128 | 14.6309 | -97.6475 | 76.7474 | 0.12548 | 0.22385 | 2.9855 | 2.9855 | 1.7 | 0 | 0.5202 | 2.9855 | 7.4979 | 0 | 0 | 0.20403 | 0.22385 | 1.3531 | 1.2855 | 0 | 0 | 2.5846 | 2.2276 | 0 | 1.1293 | -1.1293 | 2.3577 | 39.2946 | 0.20924 | 3.284 | 0.17908 | 1.7 | 2.4514
2007-08-28 08:00 | 0.35227 | 29.341 | -95.998 | 61.9897 | 0.34369 | 0.61315 | 0.62129 | 0.62129 | 1.7 | 0 | 0.5202 | 0.62129 | 98.6905 | 0 | 0 | 0 | 0.61315 | 0 | 0 | 1.0787 | 1.0248 | 3.8394 | 1.0983 | 1.6379 | 0 | 1.6379 | 3.9116 | 65.1924 | 0.20928 | 0.68341 | 0.49052 | 1.7 | 1.7114
2007-08-28 09:00 | 0.40889 | 44.0918 | -94.6665 | 47.3118 | 0.40455 | 0.72172 | 0.295 | 0.295 | 1.7 | 0 | 0.5202 | 0.295 | 244.6547 | 0 | 0 | 0 | 0.72172 | 0 | 0 | 1.405 | 1.3348 | 2.2014 | 2.5724 | 2.0565 | 0 | 2.0565 | 5.8625 | 97.7082 | 0.20924 | 0.3245 | 0.57738 | 1.7 | 3.2941
2007-08-28 10:00 | 0.46263 | 58.8678 | -93.6614 | 32.841 | 0.45915 | 0.81912 | 0 | 0 | 0 | 0 | 0 | 0 | 0 | 0.67417 | 0 | 0 | 0.81912 | 0 | 0 | 0 | 0 | 0.14495 | 4.4232 | 0.14495 | 0 | 0.14495 | 6 | 100 | 0.20922 | 0 | 0.6553 | 0 | 5.2424
2007-08-28 11:00 | 0.83056 | 73.6561 | -93.3767 | 19.0755 | 0.82054 | 1.4638 | 2.2368 | 2.2368 | 0.85679 | 0 | 0.29 | 2.2368 | 65.4439 | 0.01121 | 0 | 0 | 1.4638 | 1.4526 | 1.38 | 0 | 0 | 0 | 4.5537 | 0 | 0 | 0 | 6 | 100 | 0.20922 | 2.4605 | 1.1711 | 1.7 | 6.0175
2007-08-28 12:00 | 0.95305 | 88.3604 | -110.9433 | 9.7387 | 0.94168 | 1.68 | 0 | 0 | 0 | 0 | 0 | 0 | 0 | 1.68 | 0 | 0 | 1.68 | 0 | 0 | 0 | 0 | 0 | 4.5537 | 0 | 0 | 0 | 6 | 100 | 0.20922 | 0 | 1.344 | 0 | 6.2336
2007-08-28 13:00 | 0.82763 | 76.7181 | 93.5953 | 16.4796 | 0.81806 | 1.4594 | 2.401 | 2.401 | 1.021 | 0 | 0.33484 | 2.401 | 60.783 | 0.0067942 | 0 | 0 | 1.4594 | 1.4526 | 1.38 | 0 | 0 | 0 | 4.5537 | 0 | 0 | 0 | 6 | 100 | 0.20922 | 2.6411 | 1.1675 | 1.7 | 6.0131
2007-08-28 14:00 | 0.54921 | 61.9293 | 93.5124 | 29.8996 | 0.54431 | 0.97105 | 0.43916 | 0.43916 | 0 | 0 | 0 | 0.43916 | 221.1146 | 0.50877 | 0 | 0 | 0.97105 | 0.46227 | 0.43916 | 0 | 0 | 0 | 4.5537 | 0 | 0 | 0 | 6 | 100 | 0.20922 | 0.48308 | 0.77684 | 0 | 5.5247
2007-08-28 15:00 | 0.20992 | 47.1497 | 94.4282 | 44.2913 | 0.20881 | 0.37252 | 0.78407 | 0.78407 | 0 | 0 | 0 | 0.78407 | 47.5109 | 0 | 0 | 0 | 0.37252 | 0.82534 | 0.78407 | 0 | 0 | 0 | 4.5537 | 0 | 0.45282 | -0.45282 | 5.5227 | 92.0448 | 0.20922 | 0.86248 | 0.29801 | 0 | 4.9262
2007-08-28 16:00 | 0.05481 | 32.3927 | 95.698 | 58.9415 | 0.054528 | 0.097278 | 1.0549 | 1.0549 | 0 | 0 | 0 | 1.0549 | 9.2215 | 0 | 2.2204e-16 | 0 | 0.097278 | 1.1104 | 1.0549 | 0 | 0 | 0.50313 | 4.1009 | 0 | 1.0131 | -1.0131 | 4.4548 | 74.2458 | 0.20922 | 1.1604 | 0.077822 | 0 | 4.1982
2007-08-28 17:00 | 0.075183 | 17.6725 | 97.276 | 73.6881 | 0.074713 | 0.13329 | 0.16303 | 0.16303 | 0 | 0 | 0 | 0.16303 | 81.7566 | 0 | 0 | 0 | 0.13329 | 0.17161 | 0.16303 | 0 | 0 | 1.6288 | 3.0877 | 0 | 0.038323 | -0.038323 | 4.4144 | 73.5725 | 0.20922 | 0.17933 | 0.10663 | 0 | 3.221
2007-08-28 18:00 | 0.010426 | 3.0109 | 99.2494 | 88.4714 | 0.010312 | 0.018397 | 2.8284 | 2.8284 | 1.7 | 0 | 0.5202 | 2.8284 | 0.65042 | 0 | 0 | 0.031291 | 0.018397 | 1.1878 | 1.1284 | 0 | 0 | 1.6714 | 3.0494 | 0 | 1.1694 | -1.1694 | 3.1817 | 53.0276 | 0.20922 | 3.1113 | 0.014718 | 1.7 | 3.0678
2007-08-28 19:00 | 0 | 0 | 101.8168 | 90 | 0 | 0 | 1.1084 | 1.1084 | 1.7 | 0 | 0.5202 | 1.1084 | 0 | 0 | 0 | 0 | 0 | 0 | 0 | 0.59163 | 0.56205 | 2.9708 | 1.88 | 0.56205 | 0 | 0.56205 | 3.7149 | 61.9143 | 0.20927 | 1.2192 | 0 | 1.7 | 1.88
2007-08-28 20:00 | 0 | 0 | 105.3699 | 90 | 0 | 0 | 2.9301 | 2.9301 | 1.7 | 0 | 0.5202 | 2.9301 | 0 | 0 | 0 | 0.14308 | 0 | 1.2948 | 1.2301 | 0 | 0 | 2.4088 | 2.3858 | 0 | 1.2948 | -1.2948 | 2.35 | 39.1668 | 0.20927 | 3.2231 | 0 | 1.7 | 2.3858
2007-08-28 21:00 | 0 | 0 | 110.7328 | 90 | 0 | 0 | 0.82966 | 0.82966 | 1.7 | 0 | 0.5202 | 0.82966 | 0 | 0 | 0 | 0 | 0 | 0 | 0 | 0.87034 | 0.82682 | 3.8474 | 1.091 | 0.82682 | 0 | 0.82682 | 3.1344 | 52.2401 | 0.20934 | 0.91262 | 0 | 1.7 | 1.091
2007-08-28 22:00 | 0 | 0 | 119.8741 | 90 | 0 | 0 | 0.55349 | 0.55349 | 1.7 | 0 | 0.5202 | 0.55349 | 0 | 0 | 0 | 0 | 0 | 0 | 0 | 1.1465 | 1.0892 | 3.0206 | 1.8351 | 1.0892 | 0 | 1.0892 | 4.1677 | 69.4615 | 0.20944 | 0.60884 | 0 | 1.7 | 1.8351
2007-08-28 23:00 | 0 | 0 | 138.0762 | 90 | 0 | 0 | 0.34164 | 0.34164 | 1.7 | 0 | 0.5202 | 0.34164 | 0 | 0 | 0 | 0 | 0 | 0 | 0 | 1.3584 | 1.2904 | 1.9314 | 2.8154 | 1.2904 | 0 | 1.2904 | 5.3919 | 89.8651 | 0.20953 | 0.37581 | 0 | 1.7 | 2.8154
2007-08-29 | 0 | 0 | 175.3499 | 90 | 0 | 0 | 0.41776 | 0.41776 | 0 | 0 | 0 | 0.41776 | 0 | 0 | 5.5511e-17 | 0 | 0 | 0.43975 | 0.41776 | 0 | 0 | 0.64099 | 3.9768 | 0 | 0.43975 | -0.43975 | 4.9284 | 82.1396 | 0.20953 | 0.45953 | 0 | 0 | 3.9768
2007-08-29 01:00 | 0 | 0 | -143.228 | 90 | 0 | 0 | 0.12857 | 0.12857 | 0 | 0 | 0 | 0.12857 | 0 | 0 | 2.7756e-17 | 0 | 0 | 0.13534 | 0.12857 | 0 | 0 | 1.1296 | 3.5371 | 0 | 0.13534 | -0.13534 | 4.7857 | 79.7619 | 0.20953 | 0.14143 | 0 | 0 | 3.5371
2007-08-29 02:00 | 0 | 0 | -121.9844 | 90 | 0 | 0 | 0 | 0 | 0 | 0 | 0 | 0 | 0 | 0 | 0 | 0 | 0 | 0 | 0 | 0 | 0 | 1.28 | 3.4017 | 0 | 0 | 0 | 4.7857 | 79.7619 | 0.20953 | 0 | 0 | 0 | 3.4017
2007-08-29 03:00 | 0 | 0 | -111.7065 | 90 | 0 | 0 | 0.016656 | 0.016656 | 0 | 0 | 0 | 0.016656 | 0 | 0 | 3.4694e-18 | 0 | 0 | 0.017533 | 0.016656 | 0 | 0 | 1.28 | 3.4017 | 0 | 0.017533 | -0.017533 | 4.7672 | 79.4539 | 0.20953 | 0.018321 | 0 | 0 | 3.4017
2007-08-29 04:00 | 0 | 0 | -105.8619 | 90 | 0 | 0 | 0.27254 | 0.27254 | 0 | 0 | 0 | 0.27254 | 0 | 0 | 5.5511e-17 | 0 | 0 | 0.28688 | 0.27254 | 0 | 0 | 1.2994 | 3.3842 | 0 | 0.28688 | -0.28688 | 4.4648 | 74.4139 | 0.20953 | 0.29979 | 0 | 0 | 3.3842
2007-08-29 05:00 | 0 | 0 | -102.0638 | 90 | 0 | 0 | 0.27214 | 0.27214 | 0 | 0 | 0 | 0.27214 | 0 | 0 | 5.5511e-17 | 0 | 0 | 0.28646 | 0.27214 | 0 | 0 | 1.6182 | 3.0973 | 0 | 0.28646 | -0.28646 | 4.1629 | 69.3814 | 0.20953 | 0.29935 | 0 | 0 | 3.0973
2007-08-29 06:00 | 0.021354 | 0 | -99.3463 | 90 | 0 | 0 | 0.010204 | 0.010204 | 0 | 0 | 0 | 0.010204 | 0 | 0 | 1.7347e-18 | 0 | 0 | 0.010741 | 0.010204 | 0 | 0 | 1.9365 | 2.8108 | 0 | 0.010741 | -0.010741 | 4.1516 | 69.1927 | 0.20953 | 0.011224 | 0 | 0 | 2.8108
2007-08-29 07:00 | 0.22449 | 14.6594 | -97.259 | 76.6591 | 0.20806 | 0.37118 | 0.80823 | 0.80823 | 0 | 0 | 0 | 0.80823 | 45.9251 | 0 | 0 | 0 | 0.37118 | 0.85077 | 0.80823 | 0 | 0 | 1.9484 | 2.8001 | 0 | 0.47959 | -0.47959 | 3.646 | 60.7672 | 0.20953 | 0.88905 | 0.29694 | 0 | 3.1713
2007-08-29 08:00 | 0.42008 | 29.3816 | -95.568 | 61.8835 | 0.40697 | 0.72604 | 0.72967 | 0.72967 | 0 | 0 | 0 | 0.72967 | 99.5025 | 0 | 0 | 0 | 0.72604 | 0.76808 | 0.72967 | 0 | 0 | 2.4813 | 2.3205 | 0 | 0.042034 | -0.042034 | 3.6017 | 60.0287 | 0.20953 | 0.80264 | 0.58083 | 0 | 3.0466
2007-08-29 09:00 | 0.44464 | 44.1431 | -94.1463 | 47.1821 | 0.43938 | 0.78385 | 0.93905 | 0.93905 | 0 | 0 | 0 | 0.93905 | 83.473 | 0 | 0 | 0 | 0.78385 | 0.98847 | 0.93905 | 0 | 0 | 2.528 | 2.2785 | 0 | 0.20462 | -0.20462 | 3.386 | 56.4339 | 0.20953 | 1.033 | 0.62708 | 0 | 3.0623
2007-08-29 10:00 | 0.37766 | 58.9294 | -92.9414 | 32.6743 | 0.37542 | 0.66975 | 0 | 0 | 0 | 0 | 0 | 0 | 0 | 0 | 0 | 0 | 0.66975 | 0 | 0 | 0 | 0 | 2.7554 | 2.0739 | 0.66975 | 0 | 0.66975 | 4.0214 | 67.0236 | 0.20942 | 0 | 0.5358 | 0 | 2.7436
2007-08-29 11:00 | 0.64571 | 73.7303 | -92.0602 | 18.8321 | 0.64028 | 1.1423 | 0.52482 | 0.52482 | 0 | 0 | 0 | 0.52482 | 217.6491 | 0 | 0 | 0 | 1.1423 | 0.55244 | 0.52482 | 0 | 0 | 2.0856 | 2.6766 | 0.58982 | 0 | 0.58982 | 4.581 | 76.3494 | 0.20932 | 0.5773 | 0.91381 | 0 | 3.8189
2007-08-29 12:00 | 0.51383 | 88.525 | -98.4209 | 9.3619 | 0.51072 | 0.91112 | 0.72352 | 0.72352 | 0 | 0 | 0 | 0.72352 | 125.9279 | 0 | 0 | 0 | 0.91112 | 0.7616 | 0.72352 | 0 | 0 | 1.4958 | 3.2075 | 0.14951 | 0 | 0.14951 | 4.7228 | 78.7134 | 0.20929 | 0.79588 | 0.72889 | 0 | 4.1186
2007-08-29 13:00 | 0.57807 | 76.6483 | 91.9868 | 16.3319 | 0.57395 | 1.0239 | 0.34113 | 0.34113 | 0 | 0 | 0 | 0.34113 | 300.1516 | 0 | 0 | 0 | 1.0239 | 0.35909 | 0.34113 | 0 | 0 | 1.3463 | 3.342 | 0.66483 | 0 | 0.66483 | 5.3535 | 89.2253 | 0.20918 | 0.37525 | 0.81914 | 0 | 4.366
2007-08-29 14:00 | 0.48456 | 61.8457 | 92.7322 | 29.8633 | 0.48106 | 0.85822 | 1.2248 | 1.2248 | 0 | 0 | 0 | 1.2248 | 70.0703 | 0 | 0 | 0 | 0.85822 | 1.2893 | 1.2248 | 0 | 0 | 0.68145 | 3.9404 | 0 | 0.43104 | -0.43104 | 4.8992 | 81.6527 | 0.20918 | 1.3473 | 0.68657 | 0 | 4.7986
2007-08-29 15:00 | 0.67634 | 47.0558 | 93.8919 | 44.301 | 0.6635 | 1.1837 | 0.64212 | 0.64212 | 0 | 0 | 0 | 0.64212 | 184.3418 | 0 | 0 | 0 | 1.1837 | 0.67591 | 0.64212 | 0 | 0 | 1.1604 | 3.5093 | 0.50778 | 0 | 0.50778 | 5.3809 | 89.6814 | 0.2091 | 0.70633 | 0.94695 | 0 | 4.693
2007-08-29 16:00 | 0.31507 | 32.2884 | 95.2692 | 58.9778 | 0.31079 | 0.55445 | 0.47377 | 0.47377 | 0 | 0 | 0 | 0.47377 | 117.0284 | 0 | 0 | 0 | 0.55445 | 0.49871 | 0.47377 | 0 | 0 | 0.65261 | 3.9663 | 0.055741 | 0 | 0.055741 | 5.4338 | 90.5627 | 0.20909 | 0.52115 | 0.44356 | 0 | 4.5208
2007-08-29 17:00 | 0.19085 | 17.5571 | 96.8995 | 73.7437 | 0.18514 | 0.33029 | 0 | 0 | 0 | 0 | 0 | 0 | 0 | 0 | 0 | 0 | 0.33029 | 0 | 0 | 0 | 0 | 0.59687 | 4.0165 | 0.33029 | 0 | 0.33029 | 5.7471 | 95.785 | 0.20904 | 0 | 0.26423 | 0 | 4.3468
2007-08-29 18:00 | 0.029002 | 2.8823 | 98.8945 | 88.5435 | 0.027097 | 0.048341 | 0 | 0 | 0 | 0 | 0 | 0 | 0 | 0 | 0 | 0 | 0.048341 | 0 | 0 | 0 | 0 | 0.26658 | 4.3138 | 0.048341 | 0 | 0.048341 | 5.793 | 96.5494 | 0.20903 | 0 | 0.038673 | 0 | 4.3621
2007-08-29 19:00 | 0 | 0 | 101.4615 | 90 | 0 | 0 | 1.8535 | 1.8535 | 1.7 | 0 | 0.5202 | 1.8535 | 0 | 0 | 0 | 0 | 0 | 0.16158 | 0.1535 | 0 | 0 | 0.21824 | 4.3573 | 0 | 0.16158 | -0.16158 | 5.6227 | 93.7107 | 0.20903 | 2.0389 | 0 | 1.7 | 4.3573
2007-08-29 20:00 | 0 | 0 | 104.9934 | 90 | 0 | 0 | 1.6328 | 1.6328 | 1.7 | 0 | 0.5202 | 1.6328 | 0 | 0 | 0 | 0 | 0 | 0 | 0 | 0.067206 | 0.063846 | 0.39777 | 4.1957 | 0.063846 | 0 | 0.063846 | 5.6832 | 94.7202 | 0.20903 | 1.7961 | 0 | 1.7 | 4.1957
2007-08-29 21:00 | 0 | 0 | 110.3128 | 90 | 0 | 0 | 0.52138 | 0.52138 | 0 | 0 | 0 | 0.52138 | 0 | 0 | 0 | 0 | 0 | 0.54882 | 0.52138 | 0 | 0 | 0.33393 | 4.2532 | 0 | 0.54882 | -0.54882 | 5.1047 | 85.0785 | 0.20903 | 0.57351 | 0 | 0 | 4.2532
2007-08-29 22:00 | 0 | 0 | 119.3931 | 90 | 0 | 0 | 0.29568 | 0.29568 | 0 | 0 | 0 | 0.29568 | 0 | 0 | 0 | 0 | 0 | 0.31124 | 0.29568 | 0 | 0 | 0.94372 | 3.7043 | 0 | 0.31124 | -0.31124 | 4.7766 | 79.6105 | 0.20903 | 0.32525 | 0 | 0 | 3.7043
2007-08-29 23:00 | 0 | 0 | 137.6125 | 90 | 0 | 0 | 0.23418 | 0.23418 | 0 | 0 | 0 | 0.23418 | 0 | 0 | 2.7756e-17 | 0 | 0 | 0.24651 | 0.23418 | 0 | 0 | 1.2895 | 3.3931 | 0 | 0.24651 | -0.24651 | 4.5168 | 75.2798 | 0.20903 | 0.2576 | 0 | 0 | 3.3931
2007-08-30 | 0 | 0 | 175.4967 | 90 | 0 | 0 | 0.31718 | 0.31718 | 0 | 0 | 0 | 0.31718 | 0 | 0 | 5.5511e-17 | 0 | 0 | 0.33387 | 0.31718 | 0 | 0 | 1.5634 | 3.1466 | 0 | 0.33387 | -0.33387 | 4.1649 | 69.4143 | 0.20903 | 0.3489 | 0 | 0 | 3.1466
2007-08-30 01:00 | 0 | 0 | -142.4844 | 90 | 0 | 0 | 0.2 | 0.2 | 0 | 0 | 0 | 0.2 | 0 | 0 | 2.7756e-17 | 0 | 0 | 0.21052 | 0.2 | 0 | 0 | 1.9344 | 2.8127 | 0 | 0.21052 | -0.21052 | 3.943 | 65.7158 | 0.20903 | 0.22 | 0 | 0 | 2.8127
2007-08-30 02:00 | 0 | 0 | -121.3413 | 90 | 0 | 0 | 0.26422 | 0.26422 | 0 | 0 | 0 | 0.26422 | 0 | 0 | 0 | 0 | 0 | 0.27813 | 0.26422 | 0 | 0 | 2.1683 | 2.6022 | 0 | 0.27813 | -0.27813 | 3.6498 | 60.8296 | 0.20903 | 0.29064 | 0 | 0 | 2.6022
2007-08-30 03:00 | 0 | 0 | -111.1946 | 90 | 0 | 0 | 0.052179 | 0.052179 | 0 | 0 | 0 | 0.052179 | 0 | 0 | 6.9389e-18 | 0 | 0 | 0.054925 | 0.052179 | 0 | 0 | 2.4774 | 2.3241 | 0 | 0.054925 | -0.054925 | 3.5919 | 59.8647 | 0.20903 | 0.057397 | 0 | 0 | 2.3241
2007-08-30 04:00 | 0 | 0 | -105.4287 | 90 | 0 | 0 | 0.48246 | 0.48246 | 0 | 0 | 0 | 0.48246 | 0 | 0 | 0 | 0 | 0 | 0.50786 | 0.48246 | 0 | 0 | 2.5384 | 2.2691 | 0 | 0.50786 | -0.50786 | 3.0566 | 50.9426 | 0.20903 | 0.53071 | 0 | 0 | 2.2691
2007-08-30 05:00 | 0 | 0 | -101.6712 | 90 | 0 | 0 | 0.019631 | 0.019631 | 0 | 0 | 0 | 0.019631 | 0 | 0 | 0 | 0 | 0 | 0.020664 | 0.019631 | 0 | 0 | 3.1027 | 1.7613 | 0 | 0.020664 | -0.020664 | 3.0348 | 50.5795 | 0.20903 | 0.021594 | 0 | 0 | 1.7613
2007-08-30 06:00 | 0.01119 | 0.014915 | -98.9666 | 91.3874 | 0.010717 | 0.019119 | 0 | 0 | 0 | 0 | 0 | 0 | 0 | 0 | 0 | 0 | 0.019119 | 0 | 0 | 0 | 0 | 3.1256 | 1.7406 | 0.019119 | 0 | 0.019119 | 3.0529 | 50.8818 | 0.20903 | 0 | 0.015295 | 0 | 1.7597
2007-08-30 07:00 | 0.083939 | 14.6889 | -96.8673 | 76.5694 | 0.083321 | 0.14864 | 0.35548 | 0.35548 | 0 | 0 | 0 | 0.35548 | 41.8156 | 0 | 5.5511e-17 | 0 | 0.14864 | 0.37419 | 0.35548 | 0 | 0 | 3.1065 | 1.7578 | 0 | 0.22554 | -0.22554 | 2.8152 | 46.9195 | 0.20903 | 0.39103 | 0.11892 | 0 | 1.9065
2007-08-30 08:00 | 0.080706 | 29.4224 | -95.1343 | 61.7763 | 0.080278 | 0.14322 | 1.4478 | 1.4478 | 1.7 | 0 | 0.5202 | 1.4478 | 9.8918 | 0 | 0 | 0 | 0.14322 | 0 | 0 | 0.25217 | 0.23956 | 3.3571 | 1.5323 | 0.38278 | 0 | 0.38278 | 3.1783 | 52.9717 | 0.20906 | 1.5926 | 0.11457 | 1.7 | 1.6755
2007-08-30 09:00 | 0.083125 | 44.1937 | -93.6212 | 47.0521 | 0.082704 | 0.14754 | 3.1271 | 3.08 | 1.7 | 0 | 0.5202 | 3.08 | 4.7904 | 2.2204e-16 | 0.047057 | 0.35976 | 0.14754 | 1.4526 | 1.38 | 0 | 0 | 2.9743 | 1.8768 | 0 | 1.3051 | -1.3051 | 1.8026 | 30.0437 | 0.20906 | 3.4398 | 0.11804 | 1.7 | 2.0243
2007-08-30 10:00 | 0.22895 | 58.9888 | -92.2134 | 32.5082 | 0.22778 | 0.40637 | 1.4241 | 1.4241 | 1.7 | 0 | 0.5202 | 1.4241 | 28.5348 | 0 | 0 | 0 | 0.40637 | 0 | 0 | 0.27589 | 0.26209 | 4.4244 | 0.5717 | 0.66846 | 0 | 0.66846 | 2.4368 | 40.613 | 0.20911 | 1.5665 | 0.32509 | 1.7 | 0.97807
2007-08-30 11:00 | 0.30951 | 73.798 | -90.7227 | 18.5901 | 0.30793 | 0.54935 | 0.45198 | 0.45198 | 1.7 | 0 | 0.5202 | 0.45198 | 121.5439 | 0 | 0 | 0 | 0.54935 | 0 | 0 | 1.248 | 1.1856 | 3.756 | 1.1733 | 1.735 | 0 | 1.735 | 4.0827 | 68.0453 | 0.20913 | 0.49718 | 0.43948 | 1.7 | 1.7227
2007-08-30 12:00 | 0.33036 | 88.6062 | -83.5417 | 8.9822 | 0.32868 | 0.58637 | 0.26518 | 0.26518 | 1.7 | 0 | 0.5202 | 0.26518 | 221.1234 | 0 | 0 | 0 | 0.58637 | 0 | 0 | 1.4348 | 1.3631 | 2.021 | 2.7348 | 1.9495 | 0 | 1.9495 | 5.9321 | 98.8688 | 0.20911 | 0.2917 | 0.4691 | 1.7 | 3.3212
2007-08-30 13:00 | 0.14683 | 76.5666 | 90.3844 | 16.1916 | 0.1461 | 0.26064 | 1.0766 | 1.0766 | 0 | 0 | 0 | 1.0766 | 24.2097 | 0 | 2.2204e-16 | 0 | 0.26064 | 1.1333 | 1.0766 | 0 | 0 | 0.071546 | 4.4893 | 0 | 0.87262 | -0.87262 | 5.0123 | 83.5384 | 0.20911 | 1.1843 | 0.20851 | 0 | 4.7499
2007-08-30 14:00 | 0.28241 | 61.7557 | 91.9509 | 29.8324 | 0.28096 | 0.50123 | 0.024706 | 0.024706 | 0 | 0 | 0 | 0.024706 | 2028.764 | 0 | 0 | 0 | 0.50123 | 0.026007 | 0.024706 | 0 | 0 | 1.0411 | 3.6167 | 0.47522 | 0 | 0.47522 | 5.4632 | 91.0524 | 0.20903 | 0.027177 | 0.40098 | 0 | 4.1179
2007-08-30 15:00 | 0.24369 | 46.9572 | 93.3536 | 44.3147 | 0.24238 | 0.43241 | 0.81046 | 0.81046 | 0 | 0 | 0 | 0.81046 | 53.3533 | 0 | 1.1102e-16 | 0 | 0.43241 | 0.85312 | 0.81046 | 0 | 0 | 0.5659 | 4.0444 | 0 | 0.42071 | -0.42071 | 5.0197 | 83.6613 | 0.20903 | 0.89151 | 0.34593 | 0 | 4.4768
2007-08-30 16:00 | 0.13377 | 32.1806 | 94.8383 | 59.0174 | 0.13304 | 0.23734 | 0.34177 | 0.34177 | 0 | 0 | 0 | 0.34177 | 69.4459 | 0 | 0 | 0 | 0.23734 | 0.35976 | 0.34177 | 0 | 0 | 1.0334 | 3.6237 | 0 | 0.12241 | -0.12241 | 4.8907 | 81.5107 | 0.20903 | 0.37595 | 0.18988 | 0 | 3.861
2007-08-30 17:00 | 0.12468 | 17.4387 | 96.5208 | 73.8019 | 0.12347 | 0.22028 | 0.23052 | 0.23052 | 0 | 0 | 0 | 0.23052 | 95.5547 | 0 | 0 | 0 | 0.22028 | 0.24266 | 0.23052 | 0 | 0 | 1.1694 | 3.5013 | 0 | 0.02238 | -0.02238 | 4.8671 | 81.1175 | 0.20903 | 0.25358 | 0.17622 | 0 | 3.7215
2007-08-30 18:00 | 0.04234 | 2.7513 | 98.5373 | 88.6175 | 0.031478 | 0.056157 | 1.4356 | 1.4356 | 1.7 | 0 | 0.5202 | 1.4356 | 3.9118 | 0 | 0 | 0 | 0.056157 | 0 | 0 | 0.2644 | 0.25118 | 1.1942 | 3.4789 | 0.30734 | 0 | 0.30734 | 5.1586 | 85.9769 | 0.20906 | 1.5792 | 0.044926 | 1.7 | 3.535
2007-08-30 19:00 | 0 | 0 | 101.1035 | 90 | 0 | 0 | 0.13116 | 0.13116 | 0 | 0 | 0 | 0.13116 | 0 | 0 | 0 | 0 | 0 | 0.13806 | 0.13116 | 0 | 0 | 0.8869 | 3.7555 | 0 | 0.13806 | -0.13806 | 5.0131 | 83.5515 | 0.20906 | 0.14427 | 0 | 0 | 3.7555
2007-08-30 20:00 | 0 | 0 | 104.6136 | 90 | 0 | 0 | 1.0171 | 1.0171 | 0 | 0 | 0 | 1.0171 | 0 | 0 | 0 | 0 | 0 | 1.0707 | 1.0171 | 0 | 0 | 1.0403 | 3.6174 | 0 | 1.0707 | -1.0707 | 3.8845 | 64.7416 | 0.20906 | 1.1189 | 0 | 0 | 3.6174
2007-08-30 21:00 | 0 | 0 | 109.8879 | 90 | 0 | 0 | 1.3264 | 1.3264 | 1.7 | 0 | 0.5202 | 1.3264 | 0 | 0 | 0 | 0 | 0 | 0 | 0 | 0.37359 | 0.35491 | 2.2299 | 2.5467 | 0.35491 | 0 | 0.35491 | 4.2212 | 70.3532 | 0.20909 | 1.4591 | 0 | 1.7 | 2.5467
2007-08-30 22:00 | 0 | 0 | 118.904 | 90 | 0 | 0 | 0.26859 | 0.26859 | 1.7 | 0 | 0.5202 | 0.26859 | 0 | 0 | 0 | 0 | 0 | 0 | 0 | 1.4314 | 1.3598 | 1.875 | 2.8662 | 1.3598 | 0 | 1.3598 | 5.5113 | 91.8541 | 0.20917 | 0.29545 | 0 | 1.7 | 2.8662
2007-08-30 23:00 | 0 | 0 | 137.1361 | 90 | 0 | 0 | 0.51419 | 0.51419 | 0 | 0 | 0 | 0.51419 | 0 | 0 | 0 | 0 | 0 | 0.54125 | 0.51419 | 0 | 0 | 0.51519 | 4.09 | 0 | 0.54125 | -0.54125 | 4.9407 | 82.3453 | 0.20917 | 0.56561 | 0 | 0 | 4.09
2007-08-31 | 0 | 0 | 175.6551 | 90 | 0 | 0 | 0 | 0 | 0 | 0 | 0 | 0 | 0 | 0 | 0 | 0 | 0 | 0 | 0 | 0 | 0 | 1.1166 | 3.5488 | 0 | 0 | 0 | 4.9407 | 82.3453 | 0.20917 | 0 | 0 | 0 | 3.5488
2007-08-31 01:00 | 0 | 0 | -141.7169 | 90 | 0 | 0 | 0.63909 | 0.63909 | 0 | 0 | 0 | 0.63909 | 0 | 0 | 1.1102e-16 | 0 | 0 | 0.67272 | 0.63909 | 0 | 0 | 1.1166 | 3.5488 | 0 | 0.67272 | -0.67272 | 4.2316 | 70.5268 | 0.20917 | 0.70299 | 0 | 0 | 3.5488
2007-08-31 02:00 | 0 | 0 | -120.6881 | 90 | 0 | 0 | 0.46846 | 0.46846 | 0 | 0 | 0 | 0.46846 | 0 | 0 | 5.5511e-17 | 0 | 0 | 0.49312 | 0.46846 | 0 | 0 | 1.864 | 2.876 | 0 | 0.49312 | -0.49312 | 3.7118 | 61.8637 | 0.20917 | 0.51531 | 0 | 0 | 2.876
2007-08-31 03:00 | 0 | 0 | -110.6773 | 90 | 0 | 0 | 0.27405 | 0.27405 | 0 | 0 | 0 | 0.27405 | 0 | 0 | 5.5511e-17 | 0 | 0 | 0.28847 | 0.27405 | 0 | 0 | 2.412 | 2.3829 | 0 | 0.28847 | -0.28847 | 3.4078 | 56.7957 | 0.20917 | 0.30145 | 0 | 0 | 2.3829
2007-08-31 04:00 | 0 | 0 | -104.9919 | 90 | 0 | 0 | 0.46391 | 0.46391 | 0 | 0 | 0 | 0.46391 | 0 | 0 | 5.5511e-17 | 0 | 0 | 0.48833 | 0.46391 | 0 | 0 | 2.7325 | 2.0945 | 0 | 0.48833 | -0.48833 | 2.893 | 48.2168 | 0.20917 | 0.5103 | 0 | 0 | 2.0945
2007-08-31 05:00 | 0 | 0 | -101.2755 | 90 | 0 | 0 | 0.37734 | 0.37734 | 0 | 0 | 0 | 0.37734 | 0 | 0 | 5.5511e-17 | 0 | 0 | 0.3972 | 0.37734 | 0 | 0 | 3.2751 | 1.6061 | 0 | 0.3972 | -0.3972 | 2.4743 | 41.2386 | 0.20917 | 0.41508 | 0 | 0 | 1.6061
2007-08-31 06:00 | 0.01017 | 0.03188 | -98.584 | 91.3112 | 0.0098399 | 0.017554 | 0.19145 | 0.19145 | 0 | 0 | 0 | 0.19145 | 9.1692 | 0 | 0 | 0 | 0.017554 | 0.20153 | 0.19145 | 0 | 0 | 3.7164 | 1.2089 | 0 | 0.18397 | -0.18397 | 2.2804 | 38.0066 | 0.20917 | 0.21059 | 0.014043 | 0 | 1.2265
2007-08-31 07:00 | 0.065018 | 14.7192 | -96.4726 | 76.4782 | 0.064602 | 0.11525 | 1.3071 | 1.3071 | 1.7 | 0 | 0.5202 | 1.3071 | 8.817 | 0 | 0 | 0 | 0.11525 | 0 | 0 | 0.39288 | 0.37324 | 3.9208 | 1.025 | 0.48849 | 0 | 0.48849 | 2.7438 | 45.7302 | 0.20921 | 1.4378 | 0.092199 | 1.7 | 1.1402
2007-08-31 08:00 | 0.14127 | 29.4635 | -94.697 | 61.6683 | 0.14049 | 0.25063 | 2.8188 | 2.8188 | 1.7 | 0 | 0.5202 | 2.8188 | 8.8913 | 0 | 0 | 0.020651 | 0.25063 | 1.1777 | 1.1188 | 0 | 0 | 3.4323 | 1.4646 | 0 | 0.92703 | -0.92703 | 1.7666 | 29.444 | 0.20921 | 3.1007 | 0.2005 | 1.7 | 1.7152
2007-08-31 09:00 | 0.47212 | 44.2436 | -93.0914 | 46.922 | 0.46657 | 0.83237 | 1.7547 | 1.7547 | 1.7 | 0 | 0.5202 | 1.7547 | 47.4357 | 0 | 0 | 0 | 0.83237 | 0.057612 | 0.054731 | 0 | 0 | 4.4624 | 0.53756 | 0.77476 | 0 | 0.77476 | 2.5016 | 41.6939 | 0.20926 | 1.9302 | 0.6659 | 1.7 | 1.3699
2007-08-31 10:00 | 0.40048 | 59.0458 | -91.4778 | 32.3428 | 0.39811 | 0.71023 | 3.3112 | 3.08 | 1.7 | 0 | 0.5202 | 3.08 | 23.0595 | 2.2204e-16 | 0.23118 | 0.63425 | 0.71023 | 1.4526 | 1.38 | 0 | 0 | 3.6876 | 1.2348 | 0 | 0.7424 | -0.7424 | 1.7191 | 28.6514 | 0.20926 | 3.6423 | 0.56819 | 1.7 | 1.9451
2007-08-31 11:00 | 0.096382 | 73.8591 | -89.3652 | 18.3497 | 0.095904 | 0.17109 | 0.66508 | 0.66508 | 1.7 | 0 | 0.5202 | 0.66508 | 25.7251 | 0 | 0 | 0 | 0.17109 | 0 | 0 | 1.0349 | 0.98317 | 4.5125 | 0.49244 | 1.1543 | 0 | 1.1543 | 2.8141 | 46.9018 | 0.20935 | 0.73159 | 0.13687 | 1.7 | 0.66354
2007-08-31 12:00 | 0.21742 | 88.587 | -67.8753 | 8.5997 | 0.21634 | 0.38595 | 0.99342 | 0.99342 | 1.7 | 0 | 0.5202 | 0.99342 | 38.8506 | 0 | 0 | 0 | 0.38595 | 0 | 0 | 0.70658 | 0.67125 | 3.3582 | 1.5313 | 1.0572 | 0 | 1.0572 | 3.8171 | 63.6176 | 0.20943 | 1.0928 | 0.30876 | 1.7 | 1.9172
2007-08-31 13:00 | 0.32492 | 76.4728 | 88.7915 | 16.0591 | 0.32327 | 0.57672 | 1.3889 | 1.3889 | 1.7 | 0 | 0.5202 | 1.3889 | 41.5222 | 0 | 0 | 0 | 0.57672 | 0 | 0 | 0.31105 | 0.2955 | 2.301 | 2.4828 | 0.87222 | 0 | 0.87222 | 4.6445 | 77.4086 | 0.2095 | 1.5278 | 0.46138 | 1.7 | 3.0595
2007-08-31 14:00 | 0.3514 | 61.6592 | 91.169 | 29.807 | 0.34952 | 0.62354 | 1.2319 | 1.2319 | 1.7 | 0 | 0.5202 | 1.2319 | 50.6175 | 0 | 0 | 0 | 0.62354 | 0 | 0 | 0.46814 | 0.44474 | 1.4288 | 3.2678 | 1.0683 | 0 | 1.0683 | 5.658 | 94.2994 | 0.20957 | 1.355 | 0.49883 | 1.7 | 3.8913
2007-08-31 15:00 | 0.33931 | 46.8541 | 92.8137 | 44.3324 | 0.33712 | 0.60142 | 0.43118 | 0.43118 | 0 | 0 | 0 | 0.43118 | 139.4821 | 0 | 0 | 0 | 0.60142 | 0.45387 | 0.43118 | 0 | 0 | 0.36054 | 4.2292 | 0.14755 | 0 | 0.14755 | 5.7979 | 96.6323 | 0.20955 | 0.4743 | 0.48114 | 0 | 4.8306
2007-08-31 16:00 | 0.27891 | 32.0693 | 94.4057 | 59.06 | 0.27616 | 0.49267 | 0 | 0 | 0 | 0 | 0 | 0 | 0 | 0.27968 | 0 | 0 | 0.49267 | 0 | 0 | 0 | 0 | 0.21299 | 4.362 | 0.21299 | 0 | 0.21299 | 6 | 100 | 0.20951 | 0 | 0.39414 | 0 | 4.8547
2007-08-31 17:00 | 0.10559 | 17.3175 | 96.1402 | 73.8625 | 0.10483 | 0.18701 | 0.83445 | 0.83445 | 0 | 0 | 0 | 0.83445 | 22.411 | 0 | 1.1102e-16 | 0 | 0.18701 | 0.87837 | 0.83445 | 0 | 0 | 0 | 4.5537 | 0 | 0.69136 | -0.69136 | 5.2713 | 87.8541 | 0.20951 | 0.91789 | 0.14961 | 0 | 4.7407
2007-08-31 18:00 | 0.046087 | 2.618 | 98.1779 | 88.6934 | 0.030611 | 0.054609 | 1.6056 | 1.6056 | 1.7 | 0 | 0.5202 | 1.6056 | 3.4012 | 1.3878e-17 | 0 | 0 | 0.054609 | 0 | 0 | 0.094406 | 0.089686 | 0.76818 | 3.8623 | 0.1443 | 0 | 0.1443 | 5.4081 | 90.1356 | 0.20952 | 1.7662 | 0.043687 | 1.7 | 3.9169
2007-08-31 19:00 | 0 | 0 | 100.7428 | 90 | 0 | 0 | 2.5267 | 2.5267 | 1.7 | 0 | 0.5202 | 2.5267 | 0 | 0 | 0 | 0 | 0 | 0.87024 | 0.82673 | 0 | 0 | 0.62388 | 3.9922 | 0 | 0.87024 | -0.87024 | 4.4908 | 74.8471 | 0.20952 | 2.7794 | 0 | 1.7 | 3.9922
2007-08-31 20:00 | 0 | 0 | 104.2303 | 90 | 0 | 0 | 0.92388 | 0.92388 | 1.7 | 0 | 0.5202 | 0.92388 | 0 | 0 | 0 | 0 | 0 | 0 | 0 | 0.77612 | 0.73731 | 1.5908 | 3.122 | 0.73731 | 0 | 0.73731 | 5.1903 | 86.505 | 0.20959 | 1.0163 | 0 | 1.7 | 3.122
2007-08-31 21:00 | 0 | 0 | 109.4581 | 90 | 0 | 0 | 0.15199 | 0.15199 | 0 | 0 | 0 | 0.15199 | 0 | 0 | 0 | 0 | 0 | 0.15999 | 0.15199 | 0 | 0 | 0.8535 | 3.7855 | 0 | 0.15999 | -0.15999 | 5.0217 | 83.6943 | 0.20959 | 0.16719 | 0 | 0 | 3.7855
2007-08-31 22:00 | 0 | 0 | 118.4066 | 90 | 0 | 0 | 0 | 0 | 0 | 0 | 0 | 0 | 0 | 0 | 0 | 0 | 0 | 0 | 0 | 0 | 0 | 1.0313 | 3.6255 | 0 | 0 | 0 | 5.0217 | 83.6943 | 0.20959 | 0 | 0 | 0 | 3.6255
2007-08-31 23:00 | 0 | 0 | 136.6465 | 90 | 0 | 0 | 0.38078 | 0.38078 | 0 | 0 | 0 | 0.38078 | 0 | 0 | 5.5511e-17 | 0 | 0 | 0.40082 | 0.38078 | 0 | 0 | 1.0313 | 3.6255 | 0 | 0.40082 | -0.40082 | 4.5992 | 76.6526 | 0.20959 | 0.41886 | 0 | 0 | 3.6255
2007-09-01 | 0 | 0 | 175.8256 | 90 | 0 | 0 | 0.095058 | 0.095058 | 0 | 0 | 0 | 0.095058 | 0 | 0 | 1.3878e-17 | 0 | 0 | 0.10006 | 0.095058 | 0 | 0 | 1.4766 | 3.2247 | 0 | 0.10006 | -0.10006 | 4.4937 | 74.8947 | 0.20959 | 0.10456 | 0 | 0 | 3.2247
2007-09-01 01:00 | 0 | 0 | -140.925 | 90 | 0 | 0 | 0 | 0 | 0 | 0 | 0 | 0 | 0 | 0 | 0 | 0 | 0 | 0 | 0 | 0 | 0 | 1.5878 | 3.1247 | 0 | 0 | 0 | 4.4937 | 74.8947 | 0.20959 | 0 | 0 | 0 | 3.1247
2007-09-01 02:00 | 0 | 0 | -120.025 | 90 | 0 | 0 | 0.70345 | 0.70345 | 0 | 0 | 0 | 0.70345 | 0 | 0 | 1.1102e-16 | 0 | 0 | 0.74047 | 0.70345 | 0 | 0 | 1.5878 | 3.1247 | 0 | 0.74047 | -0.74047 | 3.7132 | 61.8859 | 0.20959 | 0.77379 | 0 | 0 | 3.1247
2007-09-01 03:00 | 0 | 0 | -110.155 | 90 | 0 | 0 | 0 | 0 | 0 | 0 | 0 | 0 | 0 | 0 | 0 | 0 | 0 | 0 | 0 | 0 | 0 | 2.4106 | 2.3842 | 0 | 0 | 0 | 3.7132 | 61.8859 | 0.20959 | 0 | 0 | 0 | 2.3842
2007-09-01 04:00 | 0 | 0 | -104.5515 | 90 | 0 | 0 | 0.19862 | 0.19862 | 0 | 0 | 0 | 0.19862 | 0 | 0 | 2.7756e-17 | 0 | 0 | 0.20907 | 0.19862 | 0 | 0 | 2.4106 | 2.3842 | 0 | 0.20907 | -0.20907 | 3.4928 | 58.2129 | 0.20959 | 0.21848 | 0 | 0 | 2.3842
2007-09-01 05:00 | 0 | 0 | -100.8769 | 90 | 0 | 0 | 0.2132 | 0.2132 | 0 | 0 | 0 | 0.2132 | 0 | 0 | 2.7756e-17 | 0 | 0 | 0.22442 | 0.2132 | 0 | 0 | 2.6429 | 2.1751 | 0 | 0.22442 | -0.22442 | 3.2562 | 54.2702 | 0.20959 | 0.23452 | 0 | 0 | 2.1751
2007-09-01 06:00 | 0.025797 | 0.0502 | -98.1987 | 91.2333 | 0.0079858 | 0.014247 | 0 | 0 | 0 | 0 | 0 | 0 | 0 | 0 | 0 | 0 | 0.014247 | 0 | 0 | 0 | 0 | 2.8922 | 1.9507 | 0.014247 | 0 | 0.014247 | 3.2697 | 54.4955 | 0.20959 | 0 | 0.011397 | 0 | 1.9649
2007-09-01 07:00 | 0.098315 | 14.7503 | -96.075 | 76.3858 | 0.097457 | 0.17386 | 2.4045 | 2.4045 | 1.7 | 0 | 0.5202 | 2.4045 | 7.2307 | 0 | 0 | 0 | 0.17386 | 0.7416 | 0.70452 | 0 | 0 | 2.878 | 1.9635 | 0 | 0.56774 | -0.56774 | 2.6713 | 44.5213 | 0.20959 | 2.645 | 0.13909 | 1.7 | 2.1374
2007-09-01 08:00 | 0.27827 | 29.5046 | -94.2564 | 61.5596 | 0.275 | 0.4906 | 2.3334 | 2.3334 | 1.7 | 0 | 0.5202 | 2.3334 | 21.0251 | 3.3307e-16 | 0 | 0 | 0.4906 | 0.66672 | 0.63339 | 0 | 0 | 3.5088 | 1.3958 | 0 | 0.17613 | -0.17613 | 2.4856 | 41.4271 | 0.20959 | 2.5667 | 0.39248 | 1.7 | 1.8864
2007-09-01 09:00 | 0.42103 | 44.2925 | -92.557 | 46.792 | 0.41718 | 0.74424 | 2.2679 | 2.2679 | 1.7 | 0 | 0.5202 | 2.2679 | 32.8166 | 0 | 0 | 0 | 0.74424 | 0.59778 | 0.56789 | 0 | 0 | 3.7045 | 1.2197 | 0.14647 | 0 | 0.14647 | 2.6246 | 43.7429 | 0.20959 | 2.4947 | 0.5954 | 1.7 | 1.9639
2007-09-01 10:00 | 0.57865 | 59.1003 | -90.7347 | 32.1785 | 0.5739 | 1.0238 | 0.74607 | 0.74607 | 1.7 | 0 | 0.5202 | 0.74607 | 137.2289 | 0 | 0 | 0 | 1.0238 | 0 | 0 | 0.95393 | 0.90623 | 3.558 | 1.3515 | 1.9301 | 0 | 1.9301 | 4.4556 | 74.2598 | 0.20958 | 0.82068 | 0.81906 | 1.7 | 2.3753
2007-09-01 11:00 | 0.72564 | 73.913 | -87.9889 | 18.1114 | 0.72006 | 1.2846 | 0.075047 | 0.075047 | 0.43648 | 0 | 0.17526 | 0.075047 | 1711.706 | 0 | 0 | 0 | 1.2846 | 0 | 0 | 0.36144 | 0.34337 | 1.628 | 3.0885 | 1.628 | 0 | 1.628 | 6 | 100 | 0.20932 | 0.082552 | 1.0277 | 1.7 | 4.3731
2007-09-01 12:00 | 0.2961 | 88.4691 | -53.528 | 8.2145 | 0.29463 | 0.52561 | 1.0073 | 1.0073 | 0 | 0 | 0 | 1.0073 | 52.179 | 2.2204e-16 | 0 | 0 | 0.52561 | 1.0603 | 1.0073 | 0 | 0 | 0 | 4.5537 | 0 | 0.53473 | -0.53473 | 5.4364 | 90.6058 | 0.20932 | 1.1081 | 0.42049 | 0 | 5.0793
2007-09-01 13:00 | 0.41831 | 76.3671 | 87.2114 | 15.9348 | 0.41613 | 0.74237 | 0.35622 | 0.35622 | 0 | 0 | 0 | 0.35622 | 208.4048 | 0 | 0 | 0 | 0.74237 | 0.37496 | 0.35622 | 0 | 0 | 0.59415 | 4.019 | 0.36741 | 0 | 0.36741 | 5.7849 | 96.4149 | 0.20926 | 0.39184 | 0.5939 | 0 | 4.7613
2007-09-01 14:00 | 0.37951 | 61.5563 | 90.3871 | 29.7871 | 0.37744 | 0.67335 | 0.67248 | 0.67248 | 0 | 0 | 0 | 0.67248 | 100.1301 | 0 | 1.1102e-16 | 0 | 0.67335 | 0.70787 | 0.67248 | 0 | 0 | 0.22674 | 4.3496 | 0 | 0.034518 | -0.034518 | 5.7485 | 95.8085 | 0.20926 | 0.73973 | 0.53868 | 0 | 5.023
2007-09-01 15:00 | 0.30939 | 46.7465 | 92.2726 | 44.3542 | 0.30758 | 0.54873 | 0.30812 | 0.30812 | 0 | 0 | 0 | 0.30812 | 178.0882 | 0 | 0 | 0 | 0.54873 | 0.32434 | 0.30812 | 0 | 0 | 0.26509 | 4.3151 | 0.22439 | 0 | 0.22439 | 5.9614 | 99.3564 | 0.20922 | 0.33893 | 0.43898 | 0 | 4.8638
2007-09-01 16:00 | 0.2384 | 31.9544 | 93.9713 | 59.1057 | 0.23665 | 0.42218 | 0.51811 | 0.51811 | 0 | 0 | 0 | 0.51811 | 81.4847 | 0 | 0 | 0 | 0.42218 | 0.54538 | 0.51811 | 0 | 0 | 0.040703 | 4.5171 | 0 | 0.1232 | -0.1232 | 5.8315 | 97.1921 | 0.20922 | 0.56992 | 0.33774 | 0 | 4.9392
2007-09-01 17:00 | 0.2678 | 17.1934 | 95.7577 | 73.9255 | 0.25345 | 0.45215 | 2.6889 | 2.6889 | 1.7 | 0 | 0.5202 | 2.6889 | 16.815 | 2.2204e-16 | 0 | 0 | 0.45215 | 1.041 | 0.98895 | 0 | 0 | 0.17759 | 4.3939 | 0 | 0.58885 | -0.58885 | 5.2108 | 86.847 | 0.20922 | 2.9578 | 0.36172 | 1.7 | 4.846
2007-09-01 18:00 | 0.059207 | 2.4825 | 97.8164 | 88.7712 | 0.031205 | 0.055669 | 0.98039 | 0.98039 | 0 | 0 | 0 | 0.98039 | 5.6783 | 0 | 2.2204e-16 | 0 | 0.055669 | 1.032 | 0.98039 | 0 | 0 | 0.83187 | 3.805 | 0 | 0.97632 | -0.97632 | 4.1817 | 69.695 | 0.20922 | 1.0784 | 0.044535 | 0 | 3.8607
2007-09-01 19:00 | 0 | 0 | 100.3796 | 90 | 0 | 0 | 2.1134 | 2.1134 | 1.7 | 0 | 0.5202 | 2.1134 | 0 | 0 | 0 | 0 | 0 | 0.4352 | 0.41344 | 0 | 0 | 1.9167 | 2.8287 | 0 | 0.4352 | -0.4352 | 3.723 | 62.0493 | 0.20922 | 2.3248 | 0 | 1.7 | 2.8287
2007-09-01 20:00 | 0 | 0 | 103.8437 | 90 | 0 | 0 | 0.77394 | 0.77394 | 1.7 | 0 | 0.5202 | 0.77394 | 0 | 0 | 0 | 0 | 0 | 0 | 0 | 0.92606 | 0.87976 | 2.4002 | 2.3935 | 0.87976 | 0 | 0.87976 | 4.5576 | 75.9595 | 0.2093 | 0.85133 | 0 | 1.7 | 2.3935
2007-09-01 21:00 | 0 | 0 | 109.0233 | 90 | 0 | 0 | 0.83628 | 0.83628 | 1.7 | 0 | 0.5202 | 0.83628 | 0 | 0 | 0 | 0 | 0 | 0 | 0 | 0.86372 | 0.82053 | 1.5205 | 3.1853 | 0.82053 | 0 | 0.82053 | 5.336 | 88.9332 | 0.20937 | 0.91991 | 0 | 1.7 | 3.1853
2007-09-01 22:00 | 0 | 0 | 117.901 | 90 | 0 | 0 | 0.37132 | 0.37132 | 0 | 0 | 0 | 0.37132 | 0 | 0 | 5.5511e-17 | 0 | 0 | 0.39087 | 0.37132 | 0 | 0 | 0.69993 | 3.9238 | 0 | 0.39087 | -0.39087 | 4.924 | 82.0664 | 0.20937 | 0.40846 | 0 | 0 | 3.9238
2007-09-01 23:00 | 0 | 0 | 136.1431 | 90 | 0 | 0 | 0 | 0 | 0 | 0 | 0 | 0 | 0 | 0 | 0 | 0 | 0 | 0 | 0 | 0 | 0 | 1.1342 | 3.5329 | 0 | 0 | 0 | 4.924 | 82.0664 | 0.20937 | 0 | 0 | 0 | 3.5329
2007-09-02 | 0 | 0 | 176.0089 | 90 | 0 | 0 | 0 | 0 | 0 | 0 | 0 | 0 | 0 | 0 | 0 | 0 | 0 | 0 | 0 | 0 | 0 | 1.1342 | 3.5329 | 0 | 0 | 0 | 4.924 | 82.0664 | 0.20937 | 0 | 0 | 0 | 3.5329
2007-09-02 01:00 | 0 | 0 | -140.1085 | 90 | 0 | 0 | 0 | 0 | 0 | 0 | 0 | 0 | 0 | 0 | 0 | 0 | 0 | 0 | 0 | 0 | 0 | 1.1342 | 3.5329 | 0 | 0 | 0 | 4.924 | 82.0664 | 0.20937 | 0 | 0 | 0 | 3.5329
2007-09-02 02:00 | 0 | 0 | -119.3523 | 90 | 0 | 0 | 0.17799 | 0.17799 | 0 | 0 | 0 | 0.17799 | 0 | 0 | 2.7756e-17 | 0 | 0 | 0.18736 | 0.17799 | 0 | 0 | 1.1342 | 3.5329 | 0 | 0.18736 | -0.18736 | 4.7265 | 78.7748 | 0.20937 | 0.19579 | 0 | 0 | 3.5329
2007-09-02 03:00 | 0 | 0 | -109.6278 | 90 | 0 | 0 | 0 | 0 | 0 | 0 | 0 | 0 | 0 | 0 | 0 | 0 | 0 | 0 | 0 | 0 | 0 | 1.3424 | 3.3455 | 0 | 0 | 0 | 4.7265 | 78.7748 | 0.20937 | 0 | 0 | 0 | 3.3455
2007-09-02 04:00 | 0 | 0 | -104.1079 | 90 | 0 | 0 | 0.35856 | 0.35856 | 0 | 0 | 0 | 0.35856 | 0 | 0 | 5.5511e-17 | 0 | 0 | 0.37744 | 0.35856 | 0 | 0 | 1.3424 | 3.3455 | 0 | 0.37744 | -0.37744 | 4.3286 | 72.1439 | 0.20937 | 0.39442 | 0 | 0 | 3.3455
2007-09-02 05:00 | 0 | 0 | -100.4756 | 90 | 0 | 0 | 0.10331 | 0.10331 | 0 | 0 | 0 | 0.10331 | 0 | 0 | 1.3878e-17 | 0 | 0 | 0.10874 | 0.10331 | 0 | 0 | 1.7618 | 2.9681 | 0 | 0.10874 | -0.10874 | 4.214 | 70.2335 | 0.20937 | 0.11364 | 0 | 0 | 2.9681
2007-09-02 06:00 | 0.0059489 | 0.069815 | -97.8107 | 91.1536 | 0.0058378 | 0.010415 | 0 | 0 | 0 | 0 | 0 | 0 | 0 | 0 | 0 | 0 | 0.010415 | 0 | 0 | 0 | 0 | 1.8826 | 2.8593 | 0.010415 | 0 | 0.010415 | 4.2239 | 70.3982 | 0.20936 | 0 | 0.0083318 | 0 | 2.8698
2007-09-02 07:00 | 0.015171 | 14.7821 | -95.6747 | 76.2922 | 0.015093 | 0.026925 | 2.4322 | 2.4322 | 1.7 | 0 | 0.5202 | 2.4322 | 1.107 | 0 | 0 | 0 | 0.026925 | 0.77079 | 0.73225 | 0 | 0 | 1.8722 | 2.8687 | 0 | 0.74386 | -0.74386 | 3.4398 | 57.3299 | 0.20936 | 2.6755 | 0.02154 | 1.7 | 2.8956
2007-09-02 08:00 | 0.03887 | 29.5457 | -93.8125 | 61.4503 | 0.038673 | 0.068992 | 2.3633 | 2.3633 | 1.7 | 0 | 0.5202 | 2.3633 | 2.9194 | 0 | 0 | 0 | 0.068992 | 0.69818 | 0.66327 | 0 | 0 | 2.6987 | 2.1249 | 0 | 0.62918 | -0.62918 | 2.7766 | 46.2762 | 0.20936 | 2.5996 | 0.055194 | 1.7 | 2.1938
2007-09-02 09:00 | 0.055641 | 44.3405 | -92.0182 | 46.6621 | 0.055364 | 0.098769 | 1.4189 | 1.4189 | 1.7 | 0 | 0.5202 | 1.4189 | 6.961 | 0 | 0 | 0 | 0.098769 | 0 | 0 | 0.28112 | 0.26707 | 3.3978 | 1.4957 | 0.36583 | 0 | 0.36583 | 3.1236 | 52.0606 | 0.20939 | 1.5608 | 0.079015 | 1.7 | 1.5944
2007-09-02 10:00 | 0.11495 | 59.1519 | -89.9844 | 32.0154 | 0.11438 | 0.20405 | 0 | 0 | 1.4526 | 0 | 0.45267 | 0 | 0 | 0 | 0 | 0 | 0.20405 | 0 | 0 | 1.4526 | 1.38 | 3.032 | 1.8249 | 1.5841 | 0 | 1.5841 | 4.6264 | 77.1066 | 0.20938 | 0 | 0.16324 | 1.7 | 2.029
2007-09-02 11:00 | 0.17321 | 73.9596 | -86.5951 | 17.8755 | 0.17235 | 0.30748 | 0.62043 | 0.62043 | 1.7 | 0 | 0.5202 | 0.62043 | 49.5587 | 0 | 0 | 0 | 0.30748 | 0 | 0 | 1.0796 | 1.0256 | 1.4479 | 3.2506 | 1.3331 | 0 | 1.3331 | 5.8911 | 98.1842 | 0.20946 | 0.68247 | 0.24598 | 1.7 | 3.5581
2007-09-02 12:00 | 0.1686 | 88.2706 | -41.7478 | 7.8267 | 0.16776 | 0.29929 | 0.24909 | 0.24909 | 0 | 0 | 0 | 0.24909 | 120.1548 | 0 | 0 | 0 | 0.29929 | 0.2622 | 0.24909 | 0 | 0 | 0.11484 | 4.4503 | 0.037093 | 0 | 0.037093 | 5.9263 | 98.7707 | 0.20946 | 0.274 | 0.23943 | 0 | 4.7496
2007-09-02 13:00 | 0.075616 | 76.2496 | 85.6471 | 15.819 | 0.075243 | 0.13423 | 2.3815 | 2.3815 | 1.7 | 0 | 0.5202 | 2.3815 | 5.6364 | 0 | 0 | 0 | 0.13423 | 0.71739 | 0.68152 | 0 | 0 | 0.077746 | 4.4837 | 0 | 0.58316 | -0.58316 | 5.3116 | 88.5257 | 0.20946 | 2.6197 | 0.10739 | 1.7 | 4.618
2007-09-02 14:00 | 0.040683 | 61.4471 | 89.6057 | 29.7729 | 0.040482 | 0.072219 | 0.82971 | 0.82971 | 0 | 0 | 0 | 0.82971 | 8.7041 | 0 | 1.1102e-16 | 0 | 0.072219 | 0.87338 | 0.82971 | 0 | 0 | 0.7257 | 3.9006 | 0 | 0.80116 | -0.80116 | 4.4671 | 74.4507 | 0.20946 | 0.91268 | 0.057776 | 0 | 3.9728
2007-09-02 15:00 | 0.12778 | 46.6345 | 91.7303 | 44.3799 | 0.12714 | 0.22681 | 1.3979 | 1.3979 | 1.7 | 0 | 0.5202 | 1.3979 | 16.225 | 0 | 0 | 0 | 0.22681 | 0 | 0 | 0.30209 | 0.28698 | 1.6159 | 3.0994 | 0.5138 | 0 | 0.5138 | 4.9545 | 82.5745 | 0.20949 | 1.5377 | 0.18145 | 1.7 | 3.3262
2007-09-02 16:00 | 0.089766 | 31.8362 | 93.5355 | 59.1544 | 0.0893 | 0.15931 | 0.73089 | 0.73089 | 0 | 0 | 0 | 0.73089 | 21.7969 | 0 | 1.1102e-16 | 0 | 0.15931 | 0.76935 | 0.73089 | 0 | 0 | 1.1021 | 3.5618 | 0 | 0.61004 | -0.61004 | 4.3114 | 71.8572 | 0.20949 | 0.80398 | 0.12745 | 0 | 3.7211
2007-09-02 17:00 | 0.030116 | 17.0667 | 95.3734 | 73.9908 | 0.029955 | 0.053441 | 2.6206 | 2.6206 | 1.7 | 0 | 0.5202 | 2.6206 | 2.0392 | 0 | 0 | 0 | 0.053441 | 0.96909 | 0.92064 | 0 | 0 | 1.7799 | 2.9518 | 0 | 0.91565 | -0.91565 | 3.3463 | 55.7709 | 0.20949 | 2.8827 | 0.042752 | 1.7 | 3.0052
2007-09-02 18:00 | 0.03611 | 2.3447 | 97.4529 | 88.8507 | 0.028539 | 0.050913 | 0.55909 | 0.55909 | 1.7 | 0 | 0.5202 | 0.55909 | 9.1065 | 0 | 0 | 0 | 0.050913 | 0 | 0 | 1.1409 | 1.0839 | 2.7973 | 2.0361 | 1.1348 | 0 | 1.1348 | 4.4228 | 73.7133 | 0.20959 | 0.61499 | 0.040731 | 1.7 | 2.087
2007-09-02 19:00 | 0 | 0 | 100.0138 | 90 | 0 | 0 | 1.843 | 1.843 | 1.7 | 0 | 0.5202 | 1.843 | 0 | 0 | 0 | 0 | 0 | 0.15057 | 0.14304 | 0 | 0 | 1.6625 | 3.0574 | 0 | 0.15057 | -0.15057 | 4.2641 | 71.0681 | 0.20959 | 2.0273 | 0 | 1.7 | 3.0574
2007-09-02 20:00 | 0 | 0 | 103.4538 | 90 | 0 | 0 | 1.66 | 1.66 | 1.7 | 0 | 0.5202 | 1.66 | 0 | 0 | 0 | 0 | 0 | 0 | 0 | 0.040003 | 0.038003 | 1.8298 | 2.9069 | 0.038003 | 0 | 0.038003 | 4.3001 | 71.6689 | 0.20959 | 1.826 | 0 | 1.7 | 2.9069
2007-09-02 21:00 | 0 | 0 | 108.5837 | 90 | 0 | 0 | 2.3269 | 2.3269 | 1.7 | 0 | 0.5202 | 2.3269 | 0 | 0 | 0 | 0 | 0 | 0.65988 | 0.62688 | 0 | 0 | 1.7918 | 2.9411 | 0 | 0.65988 | -0.65988 | 3.6046 | 60.0761 | 0.20959 | 2.5596 | 0 | 1.7 | 2.9411
2007-09-02 22:00 | 0 | 0 | 117.3868 | 90 | 0 | 0 | 0 | 0 | 1.4526 | 0 | 0.45267 | 0 | 0 | 0 | 0 | 0 | 0 | 0 | 0 | 1.4526 | 1.38 | 2.525 | 2.2812 | 1.38 | 0 | 1.38 | 4.9138 | 81.8958 | 0.20961 | 0 | 0 | 1.7 | 2.2812
2007-09-02 23:00 | 0 | 0 | 135.6251 | 90 | 0 | 0 | 0.31351 | 0.31351 | 0 | 0 | 0 | 0.31351 | 0 | 0 | 5.5511e-17 | 0 | 0 | 0.33001 | 0.31351 | 0 | 0 | 1.145 | 3.5232 | 0 | 0.33001 | -0.33001 | 4.5659 | 76.0981 | 0.20961 | 0.34486 | 0 | 0 | 3.5232
2007-09-03 | 0 | 0 | 176.2058 | 90 | 0 | 0 | 0 | 0 | 0 | 0 | 0 | 0 | 0 | 0 | 0 | 0 | 0 | 0 | 0 | 0 | 0 | 1.5117 | 3.1932 | 0 | 0 | 0 | 4.5659 | 76.0981 | 0.20961 | 0 | 0 | 0 | 3.1932
2007-09-03 01:00 | 0 | 0 | -139.2673 | 90 | 0 | 0 | 0.23152 | 0.23152 | 0 | 0 | 0 | 0.23152 | 0 | 0 | 0 | 0 | 0 | 0.24371 | 0.23152 | 0 | 0 | 1.5117 | 3.1932 | 0 | 0.24371 | -0.24371 | 4.309 | 71.8166 | 0.20961 | 0.25468 | 0 | 0 | 3.1932
2007-09-03 02:00 | 0 | 0 | -118.6703 | 90 | 0 | 0 | 0.045501 | 0.045501 | 0 | 0 | 0 | 0.045501 | 0 | 0 | 0 | 0 | 0 | 0.047896 | 0.045501 | 0 | 0 | 1.7825 | 2.9495 | 0 | 0.047896 | -0.047896 | 4.2585 | 70.9751 | 0.20961 | 0.050051 | 0 | 0 | 2.9495
2007-09-03 03:00 | 0 | 0 | -109.096 | 90 | 0 | 0 | 0.093996 | 0.093996 | 0 | 0 | 0 | 0.093996 | 0 | 0 | 1.3878e-17 | 0 | 0 | 0.098943 | 0.093996 | 0 | 0 | 1.8357 | 2.9016 | 0 | 0.098943 | -0.098943 | 4.1542 | 69.2369 | 0.20961 | 0.1034 | 0 | 0 | 2.9016
2007-09-03 04:00 | 0 | 0 | -103.6611 | 90 | 0 | 0 | 0.21125 | 0.21125 | 0 | 0 | 0 | 0.21125 | 0 | 0 | 2.7756e-17 | 0 | 0 | 0.22237 | 0.21125 | 0 | 0 | 1.9456 | 2.8026 | 0 | 0.22237 | -0.22237 | 3.9198 | 65.3303 | 0.20961 | 0.23237 | 0 | 0 | 2.8026
2007-09-03 05:00 | 0 | 0 | -100.0716 | 90 | 0 | 0 | 0.023257 | 0.023257 | 0 | 0 | 0 | 0.023257 | 0 | 0 | 3.4694e-18 | 0 | 0 | 0.024481 | 0.023257 | 0 | 0 | 2.1927 | 2.5803 | 0 | 0.024481 | -0.024481 | 3.894 | 64.9002 | 0.20961 | 0.025583 | 0 | 0 | 2.5803
2007-09-03 06:00 | 0.0043709 | 0.090662 | -97.4202 | 91.0722 | 0.0043069 | 0.0076835 | 0.27879 | 0.27879 | 0 | 0 | 0 | 0.27879 | 2.7561 | 0 | 0 | 0 | 0.0076835 | 0.29346 | 0.27879 | 0 | 0 | 2.2199 | 2.5558 | 0 | 0.28577 | -0.28577 | 3.5928 | 59.8797 | 0.20961 | 0.30666 | 0.0061468 | 0 | 2.5635
2007-09-03 07:00 | 0.02251 | 14.8145 | -95.2716 | 76.1975 | 0.022391 | 0.039945 | 0.21837 | 0.21837 | 0 | 0 | 0 | 0.21837 | 18.2923 | 0 | 2.7756e-17 | 0 | 0.039945 | 0.22987 | 0.21837 | 0 | 0 | 2.5374 | 2.27 | 0 | 0.18992 | -0.18992 | 3.3926 | 56.5431 | 0.20961 | 0.24021 | 0.031956 | 0 | 2.3099
2007-09-03 08:00 | 0.068554 | 29.5866 | -93.3654 | 61.3406 | 0.068201 | 0.12167 | 1.867 | 1.867 | 1.7 | 0 | 0.5202 | 1.867 | 6.5169 | 1.1102e-16 | 0 | 0 | 0.12167 | 0.1758 | 0.16701 | 0 | 0 | 2.7485 | 2.0801 | 0 | 0.054133 | -0.054133 | 3.3355 | 55.5921 | 0.20961 | 2.0537 | 0.097337 | 1.7 | 2.2017
2007-09-03 09:00 | 0.12125 | 44.3873 | -91.4752 | 46.5326 | 0.12064 | 0.21522 | 1.7514 | 1.7514 | 1.7 | 0 | 0.5202 | 1.7514 | 12.2881 | 0 | 0 | 0 | 0.21522 | 0.054144 | 0.051437 | 0 | 0 | 2.8086 | 2.0259 | 0.16107 | 0 | 0.16107 | 3.4883 | 58.1389 | 0.20962 | 1.9266 | 0.17217 | 1.7 | 2.2412
2007-09-03 10:00 | 0.03334 | 59.2006 | -89.2272 | 31.8538 | 0.033175 | 0.059184 | 0.28754 | 0.28754 | 1.7 | 0 | 0.5202 | 0.28754 | 20.5829 | 0 | 0 | 0 | 0.059184 | 0 | 0 | 1.4125 | 1.3418 | 2.6475 | 2.1709 | 1.401 | 0 | 1.401 | 4.8175 | 80.291 | 0.20969 | 0.31629 | 0.047347 | 1.7 | 2.2301
2007-09-03 11:00 | 0.065162 | 73.9984 | -85.1853 | 17.6425 | 0.06484 | 0.11568 | 0.29274 | 0.29274 | 0 | 0 | 0 | 0.29274 | 39.5144 | 0 | 0 | 0 | 0.11568 | 0.30815 | 0.29274 | 0 | 0 | 1.2465 | 3.4318 | 0 | 0.19247 | -0.19247 | 4.6146 | 76.9096 | 0.20969 | 0.32202 | 0.09254 | 0 | 3.5475
2007-09-03 12:00 | 0.18967 | 88.0141 | -32.6127 | 7.4365 | 0.18874 | 0.33671 | 1.2961 | 1.2961 | 1.7 | 0 | 0.5202 | 1.2961 | 25.9779 | 0 | 0 | 0 | 0.33671 | 0 | 0 | 0.40387 | 0.38368 | 1.4604 | 3.2394 | 0.72038 | 0 | 0.72038 | 5.298 | 88.2998 | 0.20975 | 1.4257 | 0.26937 | 1.7 | 3.5761
2007-09-03 13:00 | 0.21945 | 76.1205 | 84.1013 | 15.7122 | 0.21836 | 0.38956 | 0.96872 | 0.96872 | 0 | 0 | 0 | 0.96872 | 40.2137 | 0 | 2.2204e-16 | 0 | 0.38956 | 1.0197 | 0.96872 | 0 | 0 | 0.73998 | 3.8877 | 0 | 0.63015 | -0.63015 | 4.6338 | 77.2293 | 0.20975 | 1.0656 | 0.31165 | 0 | 4.2773
2007-09-03 14:00 | 0.23651 | 61.3317 | 88.8255 | 29.7643 | 0.23533 | 0.41983 | 2.321 | 2.321 | 1.7 | 0 | 0.5202 | 2.321 | 18.0885 | 0 | 0 | 0 | 0.41983 | 0.65367 | 0.62098 | 0 | 0 | 1.4401 | 3.2576 | 0 | 0.23383 | -0.23383 | 4.3873 | 73.1213 | 0.20975 | 2.5531 | 0.33586 | 1.7 | 3.6774
2007-09-03 15:00 | 0.21048 | 46.5181 | 91.1873 | 44.4096 | 0.2094 | 0.37357 | 1.379 | 1.379 | 1.7 | 0 | 0.5202 | 1.379 | 27.0907 | 0 | 0 | 0 | 0.37357 | 0 | 0 | 0.32102 | 0.30497 | 1.7 | 3.0237 | 0.67855 | 0 | 0.67855 | 5.031 | 83.85 | 0.20979 | 1.5169 | 0.29886 | 1.7 | 3.3973
2007-09-03 16:00 | 0.086041 | 31.7146 | 93.0983 | 59.2061 | 0.085598 | 0.15271 | 1.4119 | 1.4119 | 1.7 | 0 | 0.5202 | 1.4119 | 10.8157 | 0 | 0 | 0 | 0.15271 | 0 | 0 | 0.2881 | 0.2737 | 1.0214 | 3.6344 | 0.4264 | 0 | 0.4264 | 5.4355 | 90.5921 | 0.20983 | 1.5531 | 0.12216 | 1.7 | 3.7871
2007-09-03 17:00 | 0.11241 | 16.9374 | 94.9876 | 74.0584 | 0.11155 | 0.199 | 1.3443 | 1.3443 | 1.7 | 0 | 0.5202 | 1.3443 | 14.8037 | 0 | 0 | 0 | 0.199 | 0 | 0 | 0.35571 | 0.33792 | 0.59501 | 4.0182 | 0.53693 | 0 | 0.53693 | 5.9449 | 99.0816 | 0.20987 | 1.4787 | 0.1592 | 1.7 | 4.2172
2007-09-03 18:00 | 0.026293 | 2.205 | 97.0874 | 88.9318 | 0.024247 | 0.043257 | 0.31423 | 0.31423 | 0 | 0 | 0 | 0.31423 | 13.7663 | 0 | 0 | 0 | 0.043257 | 0.33076 | 0.31423 | 0 | 0 | 0.058086 | 4.5014 | 0 | 0.28751 | -0.28751 | 5.6418 | 94.0306 | 0.20987 | 0.34565 | 0.034606 | 0 | 4.5447
2007-09-03 19:00 | 0 | 0 | 99.6458 | 90 | 0 | 0 | 0 | 0 | 0 | 0 | 0 | 0 | 0 | 0 | 0 | 0 | 0 | 0 | 0 | 0 | 0 | 0.37754 | 4.2139 | 0 | 0 | 0 | 5.6418 | 94.0306 | 0.20987 | 0 | 0 | 0 | 4.2139
2007-09-03 20:00 | 0 | 0 | 103.0607 | 90 | 0 | 0 | 2.328 | 2.328 | 1.7 | 0 | 0.5202 | 2.328 | 0 | 0 | 0 | 0 | 0 | 0.6611 | 0.62804 | 0 | 0 | 0.37754 | 4.2139 | 0 | 0.6611 | -0.6611 | 4.945 | 82.4163 | 0.20987 | 2.5608 | 0 | 1.7 | 4.2139
2007-09-03 21:00 | 0 | 0 | 108.1392 | 90 | 0 | 0 | 1.4187 | 1.4187 | 1.7 | 0 | 0.5202 | 1.4187 | 0 | 0 | 0 | 0 | 0 | 0 | 0 | 0.28134 | 0.26728 | 1.1121 | 3.5528 | 0.26728 | 0 | 0.26728 | 5.1986 | 86.6423 | 0.20989 | 1.5605 | 0 | 1.7 | 3.5528
2007-09-03 22:00 | 0 | 0 | 116.8642 | 90 | 0 | 0 | 0 | 0 | 0 | 0 | 0 | 0 | 0 | 0 | 0 | 0 | 0 | 0 | 0 | 0 | 0 | 0.84481 | 3.7934 | 0 | 0 | 0 | 5.1986 | 86.6423 | 0.20989 | 0 | 0 | 0 | 3.7934
2007-09-03 23:00 | 0 | 0 | 135.0919 | 90 | 0 | 0 | 0.059713 | 0.059713 | 0 | 0 | 0 | 0.059713 | 0 | 0 | 1.3878e-17 | 0 | 0 | 0.062856 | 0.059713 | 0 | 0 | 0.84481 | 3.7934 | 0 | 0.062856 | -0.062856 | 5.1323 | 85.5381 | 0.20989 | 0.065684 | 0 | 0 | 3.7934
2007-09-04 | 0 | 0 | 176.4169 | 90 | 0 | 0 | 0.55962 | 0.55962 | 0 | 0 | 0 | 0.55962 | 0 | 0 | 0 | 0 | 0 | 0.58907 | 0.55962 | 0 | 0 | 0.91465 | 3.7305 | 0 | 0.58907 | -0.58907 | 4.5114 | 75.1892 | 0.20989 | 0.61558 | 0 | 0 | 3.7305
2007-09-04 01:00 | 0 | 0 | -138.401 | 90 | 0 | 0 | 0.45895 | 0.45895 | 0 | 0 | 0 | 0.45895 | 0 | 0 | 5.5511e-17 | 0 | 0 | 0.4831 | 0.45895 | 0 | 0 | 1.5692 | 3.1414 | 0 | 0.4831 | -0.4831 | 4.0021 | 66.7019 | 0.20989 | 0.50484 | 0 | 0 | 3.1414
2007-09-04 02:00 | 0 | 0 | -117.9793 | 90 | 0 | 0 | 0.17309 | 0.17309 | 0 | 0 | 0 | 0.17309 | 0 | 0 | 2.7756e-17 | 0 | 0 | 0.1822 | 0.17309 | 0 | 0 | 2.106 | 2.6583 | 0 | 0.1822 | -0.1822 | 3.8101 | 63.501 | 0.20989 | 0.1904 | 0 | 0 | 2.6583
2007-09-04 03:00 | 0 | 0 | -108.5597 | 90 | 0 | 0 | 0.11516 | 0.11516 | 0 | 0 | 0 | 0.11516 | 0 | 0 | 1.3878e-17 | 0 | 0 | 0.12122 | 0.11516 | 0 | 0 | 2.3084 | 2.4761 | 0 | 0.12122 | -0.12122 | 3.6823 | 61.3713 | 0.20989 | 0.12668 | 0 | 0 | 2.4761
2007-09-04 04:00 | 0 | 0 | -103.2113 | 90 | 0 | 0 | 0.30307 | 0.30307 | 0 | 0 | 0 | 0.30307 | 0 | 0 | 0 | 0 | 0 | 0.31902 | 0.30307 | 0 | 0 | 2.4431 | 2.3549 | 0 | 0.31902 | -0.31902 | 3.346 | 55.7667 | 0.20989 | 0.33338 | 0 | 0 | 2.3549
2007-09-04 05:00 | 0 | 0 | -99.6652 | 90 | 0 | 0 | 0.27167 | 0.27167 | 0 | 0 | 0 | 0.27167 | 0 | 0 | 0 | 0 | 0 | 0.28597 | 0.27167 | 0 | 0 | 2.7976 | 2.0359 | 0 | 0.28597 | -0.28597 | 3.0446 | 50.7428 | 0.20989 | 0.29884 | 0 | 0 | 2.0359
2007-09-04 06:00 | 0.022484 | 0.11267 | -97.0274 | 90.9893 | 0.011932 | 0.021287 | 0 | 0 | 0 | 0 | 0 | 0 | 0 | 0 | 0 | 0 | 0.021287 | 0 | 0 | 0 | 0 | 3.1153 | 1.7499 | 0.021287 | 0 | 0.021287 | 3.0648 | 51.0793 | 0.20989 | 0 | 0.017029 | 0 | 1.7712
2007-09-04 07:00 | 0.18566 | 14.8475 | -94.866 | 76.1019 | 0.17892 | 0.31919 | 0.5304 | 0.5304 | 0 | 0 | 0 | 0.5304 | 60.1802 | 0 | 0 | 0 | 0.31919 | 0.55831 | 0.5304 | 0 | 0 | 3.094 | 1.7691 | 0 | 0.23912 | -0.23912 | 2.8127 | 46.8785 | 0.20989 | 0.58343 | 0.25535 | 0 | 2.0883
2007-09-04 08:00 | 0.44029 | 29.6274 | -92.9153 | 61.2306 | 0.43071 | 0.76838 | 1.9978 | 1.9978 | 1.7 | 0 | 0.5202 | 1.9978 | 38.4607 | 0 | 0 | 0 | 0.76838 | 0.31351 | 0.29783 | 0 | 0 | 3.3597 | 1.53 | 0.45487 | 0 | 0.45487 | 3.2442 | 54.0707 | 0.20991 | 2.1976 | 0.6147 | 1.7 | 2.2983
2007-09-04 09:00 | 0.57439 | 44.4328 | -90.9281 | 46.4035 | 0.5679 | 1.0131 | 0.53639 | 0.53639 | 1.7 | 0 | 0.5202 | 0.53639 | 188.8799 | 0 | 0 | 0 | 1.0131 | 0 | 0 | 1.1636 | 1.1054 | 2.9048 | 1.9393 | 2.1186 | 0 | 2.1186 | 5.2541 | 87.568 | 0.20987 | 0.59003 | 0.8105 | 1.7 | 2.9525
2007-09-04 10:00 | 0.59245 | 59.2462 | -88.4635 | 31.6937 | 0.58853 | 1.0499 | 0.17489 | 0.17489 | 0 | 0 | 0 | 0.17489 | 600.3402 | 0.079573 | 0 | 0 | 1.0499 | 0.1841 | 0.17489 | 0 | 0 | 0.78627 | 3.846 | 0.78627 | 0 | 0.78627 | 6 | 100 | 0.20974 | 0.19238 | 0.83995 | 0 | 4.896
2007-09-04 11:00 | 0.59561 | 74.0291 | -83.761 | 17.4126 | 0.59247 | 1.057 | 1.3654 | 1.3654 | 0.425 | 0 | 0.17213 | 1.3654 | 77.4103 | 0.067063 | 0 | 0 | 1.057 | 0.98991 | 0.94041 | 0 | 0 | 0 | 4.5537 | 0 | 0 | 0 | 6 | 100 | 0.20974 | 1.502 | 0.84557 | 1.7 | 5.6107
2007-09-04 12:00 | 0.59592 | 87.7178 | -25.6402 | 7.044 | 0.59296 | 1.0578 | 0 | 0 | 0 | 0 | 0 | 0 | 0 | 1.0578 | 0 | 0 | 1.0578 | 0 | 0 | 0 | 0 | 0 | 4.5537 | 0 | 0 | 0 | 6 | 100 | 0.20974 | 0 | 0.84627 | 0 | 5.6115
2007-09-04 13:00 | 0.41085 | 75.98 | 82.5767 | 15.6146 | 0.40882 | 0.72934 | 0 | 0 | 0 | 0 | 0 | 0 | 0 | 0.72934 | 0 | 0 | 0.72934 | 0 | 0 | 0 | 0 | 0 | 4.5537 | 0 | 0 | 0 | 6 | 100 | 0.20974 | 0 | 0.58347 | 0 | 5.283
2007-09-04 14:00 | 0.38289 | 61.2101 | 88.0471 | 29.7614 | 0.38092 | 0.67956 | 0.49618 | 0.49618 | 0 | 0 | 0 | 0.49618 | 136.9587 | 0.15727 | 0 | 0 | 0.67956 | 0.52229 | 0.49618 | 0 | 0 | 0 | 4.5537 | 0 | 0 | 0 | 6 | 100 | 0.20974 | 0.54579 | 0.54365 | 0 | 5.2332
2007-09-04 15:00 | 0.42634 | 46.3974 | 90.6437 | 44.4432 | 0.42329 | 0.75515 | 1.796 | 1.796 | 1.0787 | 0 | 0.35057 | 1.796 | 42.0449 | 1.1102e-16 | 0 | 0 | 0.75515 | 0.75515 | 0.71739 | 0 | 0 | 0 | 4.5537 | 0 | 0 | 0 | 6 | 100 | 0.20974 | 1.9757 | 0.60412 | 1.7 | 5.3088
2007-09-04 16:00 | 0.28612 | 31.5898 | 92.66 | 59.2607 | 0.28356 | 0.50588 | 1.5389 | 1.5389 | 1.0584 | 0 | 0.34503 | 1.5389 | 32.8718 | 0 | 0 | 0 | 0.50588 | 0.50588 | 0.48059 | 0 | 0 | 0 | 4.5537 | 0 | 0 | 0 | 6 | 100 | 0.20974 | 1.6928 | 0.4047 | 1.7 | 5.0596
2007-09-04 17:00 | 0.098539 | 16.8055 | 94.6002 | 74.1282 | 0.097895 | 0.17464 | 1.1351 | 1.1351 | 0 | 0 | 0 | 1.1351 | 15.3857 | 0 | 0 | 0 | 0.17464 | 1.1949 | 1.1351 | 0 | 0 | 0 | 4.5537 | 0 | 1.0202 | -1.0202 | 4.9246 | 82.0768 | 0.20974 | 1.2486 | 0.13972 | 0 | 4.7283
2007-09-04 18:00 | 0.020052 | 2.0633 | 96.7201 | 89.0146 | 0.019413 | 0.034633 | 0 | 0 | 0 | 0 | 0 | 0 | 0 | 0 | 0 | 0 | 0.034633 | 0 | 0 | 0 | 0 | 1.1336 | 3.5335 | 0.034633 | 0 | 0.034633 | 4.9575 | 82.6244 | 0.20974 | 0 | 0.027706 | 0 | 3.5681
2007-09-04 19:00 | 0 | 0 | 99.2753 | 90 | 0 | 0 | 1.2546 | 1.2546 | 1.7 | 0 | 0.5202 | 1.2546 | 0 | 0 | 0 | 0 | 0 | 0 | 0 | 0.44536 | 0.42309 | 1.0989 | 3.5646 | 0.42309 | 0 | 0.42309 | 5.3589 | 89.314 | 0.20977 | 1.3801 | 0 | 1.7 | 3.5646
2007-09-04 20:00 | 0 | 0 | 102.6645 | 90 | 0 | 0 | 3.6455 | 3.08 | 1.7 | 0 | 0.5202 | 3.08 | 0 | 0 | 0.56552 | 0.93008 | 0 | 1.4526 | 1.38 | 0 | 0 | 0.67584 | 3.9454 | 0 | 1.4526 | -1.4526 | 3.8276 | 63.7939 | 0.20977 | 4.0101 | 0 | 1.7 | 3.9454
2007-09-04 21:00 | 0 | 0 | 107.6898 | 90 | 0 | 0 | 0 | 0 | 1.4526 | 0 | 0.45267 | 0 | 0 | 0 | 0 | 0 | 0 | 0 | 0 | 1.4526 | 1.38 | 2.2899 | 2.4928 | 1.38 | 0 | 1.38 | 5.1368 | 85.6136 | 0.20979 | 0 | 0 | 1.7 | 2.4928
2007-09-04 22:00 | 0 | 0 | 116.3328 | 90 | 0 | 0 | 0.023708 | 0.023708 | 0 | 0 | 0 | 0.023708 | 0 | 0 | 3.4694e-18 | 0 | 0 | 0.024955 | 0.023708 | 0 | 0 | 0.90988 | 3.7348 | 0 | 0.024955 | -0.024955 | 5.1105 | 85.1752 | 0.20979 | 0.026078 | 0 | 0 | 3.7348
2007-09-04 23:00 | 0 | 0 | 134.5428 | 90 | 0 | 0 | 0.043914 | 0.043914 | 0 | 0 | 0 | 0.043914 | 0 | 0 | 0 | 0 | 0 | 0.046226 | 0.043914 | 0 | 0 | 0.93761 | 3.7098 | 0 | 0.046226 | -0.046226 | 5.0618 | 84.3631 | 0.20979 | 0.048306 | 0 | 0 | 3.7098
2007-09-05 | 0 | 0 | 176.6432 | 90 | 0 | 0 | 0.51181 | 0.51181 | 0 | 0 | 0 | 0.51181 | 0 | 0 | 1.1102e-16 | 0 | 0 | 0.53874 | 0.51181 | 0 | 0 | 0.98897 | 3.6636 | 0 | 0.53874 | -0.53874 | 4.4939 | 74.8983 | 0.20979 | 0.56299 | 0 | 0 | 3.6636
2007-09-05 01:00 | 0 | 0 | -137.5095 | 90 | 0 | 0 | 0.15044 | 0.15044 | 0 | 0 | 0 | 0.15044 | 0 | 0 | 0 | 0 | 0 | 0.15836 | 0.15044 | 0 | 0 | 1.5876 | 3.1249 | 0 | 0.15836 | -0.15836 | 4.327 | 72.1162 | 0.20979 | 0.16549 | 0 | 0 | 3.1249
2007-09-05 02:00 | 0 | 0 | -117.2796 | 90 | 0 | 0 | 0.31074 | 0.31074 | 0 | 0 | 0 | 0.31074 | 0 | 0 | 0 | 0 | 0 | 0.3271 | 0.31074 | 0 | 0 | 1.7635 | 2.9665 | 0 | 0.3271 | -0.3271 | 3.9822 | 66.3697 | 0.20979 | 0.34182 | 0 | 0 | 2.9665
2007-09-05 03:00 | 0 | 0 | -108.0193 | 90 | 0 | 0 | 0.11792 | 0.11792 | 0 | 0 | 0 | 0.11792 | 0 | 0 | 1.3878e-17 | 0 | 0 | 0.12413 | 0.11792 | 0 | 0 | 2.127 | 2.6394 | 0 | 0.12413 | -0.12413 | 3.8513 | 64.189 | 0.20979 | 0.12972 | 0 | 0 | 2.6394
2007-09-05 04:00 | 0 | 0 | -102.7587 | 90 | 0 | 0 | 0.34418 | 0.34418 | 0 | 0 | 0 | 0.34418 | 0 | 0 | 0 | 0 | 0 | 0.3623 | 0.34418 | 0 | 0 | 2.2649 | 2.5153 | 0 | 0.3623 | -0.3623 | 3.4695 | 57.8241 | 0.20979 | 0.3786 | 0 | 0 | 2.5153
2007-09-05 05:00 | 0 | 0 | -99.2565 | 90 | 0 | 0 | 0.37863 | 0.37863 | 0 | 0 | 0 | 0.37863 | 0 | 0 | 5.5511e-17 | 0 | 0 | 0.39856 | 0.37863 | 0 | 0 | 2.6674 | 2.153 | 0 | 0.39856 | -0.39856 | 3.0493 | 50.8221 | 0.20979 | 0.4165 | 0 | 0 | 2.153
2007-09-05 06:00 | 0.0097837 | 0.13578 | -96.6323 | 90.9048 | 0.0095039 | 0.016955 | 0.34111 | 0.34111 | 0 | 0 | 0 | 0.34111 | 4.9706 | 0 | 0 | 0 | 0.016955 | 0.35906 | 0.34111 | 0 | 0 | 3.1103 | 1.7544 | 0 | 0.34211 | -0.34211 | 2.6887 | 44.8119 | 0.20979 | 0.37522 | 0.013564 | 0 | 1.7714
2007-09-05 07:00 | 0.13422 | 14.8808 | -94.458 | 76.0054 | 0.13222 | 0.23589 | 0 | 0 | 0 | 0 | 0 | 0 | 0 | 0 | 0 | 0 | 0.23589 | 0 | 0 | 0 | 0 | 3.4904 | 1.4123 | 0.23589 | 0 | 0.23589 | 2.9125 | 48.5416 | 0.20975 | 0 | 0.18871 | 0 | 1.6482
2007-09-05 08:00 | 0.39904 | 29.6678 | -92.4623 | 61.1203 | 0.392 | 0.69933 | 1.4809 | 1.4809 | 1.7 | 0 | 0.5202 | 1.4809 | 47.2242 | 0 | 0 | 0 | 0.69933 | 0 | 0 | 0.21913 | 0.20818 | 3.2545 | 1.6246 | 0.9075 | 0 | 0.9075 | 3.7734 | 62.8905 | 0.20981 | 1.629 | 0.55946 | 1.7 | 2.3239
2007-09-05 09:00 | 0.33172 | 44.4769 | -90.3772 | 46.2751 | 0.32981 | 0.58838 | 1.3782 | 1.3782 | 1.7 | 0 | 0.5202 | 1.3782 | 42.6928 | 0 | 0 | 0 | 0.58838 | 0 | 0 | 0.32182 | 0.30573 | 2.347 | 2.4414 | 0.89411 | 0 | 0.89411 | 4.6217 | 77.0277 | 0.20987 | 1.516 | 0.47071 | 1.7 | 3.0298
2007-09-05 10:00 | 0.53772 | 59.2885 | -87.6935 | 31.5356 | 0.53466 | 0.95383 | 3.6303 | 3.08 | 1.7 | 0 | 0.5202 | 3.08 | 30.9686 | 2.2204e-16 | 0.55027 | 0.9133 | 0.95383 | 1.4526 | 1.38 | 0 | 0 | 1.4529 | 3.2461 | 0 | 0.4988 | -0.4988 | 4.0959 | 68.2647 | 0.20987 | 3.9933 | 0.76307 | 1.7 | 4.1999
2007-09-05 11:00 | 0.83496 | 74.0516 | -82.324 | 17.1865 | 0.83075 | 1.4821 | 0 | 0 | 0.55271 | 0 | 0.20699 | 0 | 0 | 0 | 0 | 0 | 1.4821 | 0 | 0 | 0.55271 | 0.52507 | 2.0071 | 2.7473 | 2.0071 | 0 | 2.0071 | 6 | 100 | 0.20958 | 0 | 1.1856 | 1.7 | 4.2293
2007-09-05 12:00 | 0.96079 | 87.3942 | -20.2829 | 6.6494 | 0.9565 | 1.7064 | 1.1022 | 1.1022 | 0 | 0 | 0 | 1.1022 | 154.8137 | 0.54616 | 0 | 0 | 1.7064 | 1.1602 | 1.1022 | 0 | 0 | 0 | 4.5537 | 0 | 0 | 0 | 6 | 100 | 0.20958 | 1.2125 | 1.3651 | 0 | 6.2601
2007-09-05 13:00 | 0.75227 | 75.8284 | 81.0756 | 15.5266 | 0.7486 | 1.3355 | 0 | 0 | 0 | 0 | 0 | 0 | 0 | 1.3355 | 0 | 0 | 1.3355 | 0 | 0 | 0 | 0 | 0 | 4.5537 | 0 | 0 | 0 | 6 | 100 | 0.20958 | 0 | 1.0684 | 0 | 5.8892
2007-09-05 14:00 | 0.75943 | 61.0823 | 87.2709 | 29.7642 | 0.75445 | 1.3459 | 1.7711 | 1.7711 | 0.49246 | 0 | 0.19054 | 1.7711 | 75.9944 | 0 | 0 | 0 | 1.3459 | 1.3459 | 1.2786 | 0 | 0 | 0 | 4.5537 | 0 | 0 | 0 | 6 | 100 | 0.20958 | 1.9482 | 1.0768 | 1.7 | 5.8996
2007-09-05 15:00 | 0.58227 | 46.2725 | 90.0998 | 44.4808 | 0.57678 | 1.029 | 0.50194 | 0.50194 | 0 | 0 | 0 | 0.50194 | 204.9996 | 0.50061 | 0 | 0 | 1.029 | 0.52836 | 0.50194 | 0 | 0 | 0 | 4.5537 | 0 | 0 | 0 | 6 | 100 | 0.20958 | 0.55213 | 0.82318 | 0 | 5.5827
2007-09-05 16:00 | 0.3576 | 31.4619 | 92.2207 | 59.3182 | 0.35311 | 0.62995 | 1.9057 | 1.9057 | 1.3072 | 0 | 0.41298 | 1.9057 | 33.0561 | 1.1102e-16 | 0 | 0 | 0.62995 | 0.62995 | 0.59845 | 0 | 0 | 0 | 4.5537 | 0 | 0 | 0 | 6 | 100 | 0.20958 | 2.0963 | 0.50396 | 1.7 | 5.1836
2007-09-05 17:00 | 0.1067 | 16.6713 | 94.2114 | 74.2001 | 0.10596 | 0.18903 | 1.8156 | 1.8156 | 1.6361 | 0 | 0.50275 | 1.8156 | 10.411 | 2.7756e-17 | 0 | 0 | 0.18903 | 0.18903 | 0.17958 | 0 | 0 | 0 | 4.5537 | 0 | 0 | 0 | 6 | 100 | 0.20958 | 1.9972 | 0.15122 | 1.7 | 4.7427
2007-09-05 18:00 | 0.015327 | 1.9198 | 96.351 | 89.0988 | 0.015051 | 0.026852 | 1.5714 | 1.5714 | 1.5459 | 0 | 0.47813 | 1.5714 | 1.7088 | 8.3267e-17 | 0 | 0 | 0.026852 | 0.026852 | 0.025509 | 0 | 0 | 0 | 4.5537 | 0 | 0 | 0 | 6 | 100 | 0.20958 | 1.7285 | 0.021481 | 1.7 | 4.5805
2007-09-05 19:00 | 0 | 0 | 98.9027 | 90 | 0 | 0 | 0.28403 | 0.28403 | 0 | 0 | 0 | 0.28403 | 0 | 0 | 0 | 0 | 0 | 0.29897 | 0.28403 | 0 | 0 | 0 | 4.5537 | 0 | 0.29897 | -0.29897 | 5.6849 | 94.7476 | 0.20958 | 0.31243 | 0 | 0 | 4.5537
2007-09-05 20:00 | 0 | 0 | 102.2651 | 90 | 0 | 0 | 0.56285 | 0.56285 | 0 | 0 | 0 | 0.56285 | 0 | 0 | 1.1102e-16 | 0 | 0 | 0.59248 | 0.56285 | 0 | 0 | 0.33219 | 4.2547 | 0 | 0.59248 | -0.59248 | 5.0603 | 84.3388 | 0.20958 | 0.61914 | 0 | 0 | 4.2547
2007-09-05 21:00 | 0 | 0 | 107.2357 | 90 | 0 | 0 | 0.83485 | 0.83485 | 0 | 0 | 0 | 0.83485 | 0 | 0 | 1.1102e-16 | 0 | 0 | 0.87879 | 0.83485 | 0 | 0 | 0.9905 | 3.6622 | 0 | 0.87879 | -0.87879 | 4.134 | 68.9001 | 0.20958 | 0.91834 | 0 | 0 | 3.6622
2007-09-05 22:00 | 0 | 0 | 115.7926 | 90 | 0 | 0 | 0.37565 | 0.37565 | 0 | 0 | 0 | 0.37565 | 0 | 0 | 5.5511e-17 | 0 | 0 | 0.39542 | 0.37565 | 0 | 0 | 1.9669 | 2.7834 | 0 | 0.39542 | -0.39542 | 3.7172 | 61.9533 | 0.20958 | 0.41321 | 0 | 0 | 2.7834
2007-09-05 23:00 | 0 | 0 | 133.9771 | 90 | 0 | 0 | 0.2286 | 0.2286 | 0 | 0 | 0 | 0.2286 | 0 | 0 | 2.7756e-17 | 0 | 0 | 0.24063 | 0.2286 | 0 | 0 | 2.4063 | 2.388 | 0 | 0.24063 | -0.24063 | 3.4636 | 57.7258 | 0.20958 | 0.25146 | 0 | 0 | 2.388
2007-09-06 | 0 | 0 | 176.8855 | 90 | 0 | 0 | 0.49474 | 0.49474 | 0 | 0 | 0 | 0.49474 | 0 | 0 | 5.5511e-17 | 0 | 0 | 0.52078 | 0.49474 | 0 | 0 | 2.6737 | 2.1474 | 0 | 0.52078 | -0.52078 | 2.9146 | 48.5766 | 0.20958 | 0.54422 | 0 | 0 | 2.1474
2007-09-06 01:00 | 0 | 0 | -136.5927 | 90 | 0 | 0 | 0.061404 | 0.061404 | 0 | 0 | 0 | 0.061404 | 0 | 0 | 6.9389e-18 | 0 | 0 | 0.064636 | 0.061404 | 0 | 0 | 3.2523 | 1.6266 | 0 | 0.064636 | -0.064636 | 2.8465 | 47.4411 | 0.20958 | 0.067544 | 0 | 0 | 1.6266
2007-09-06 02:00 | 0 | 0 | -116.5716 | 90 | 0 | 0 | 0.32913 | 0.32913 | 0 | 0 | 0 | 0.32913 | 0 | 0 | 5.5511e-17 | 0 | 0 | 0.34646 | 0.32913 | 0 | 0 | 3.3241 | 1.562 | 0 | 0.34646 | -0.34646 | 2.4813 | 41.3545 | 0.20958 | 0.36205 | 0 | 0 | 1.562
2007-09-06 03:00 | 0 | 0 | -107.4749 | 90 | 0 | 0 | 0.13137 | 0.13137 | 0 | 0 | 0 | 0.13137 | 0 | 0 | 0 | 0 | 0 | 0.13829 | 0.13137 | 0 | 0 | 3.7091 | 1.2155 | 0 | 0.13829 | -0.13829 | 2.3355 | 38.925 | 0.20958 | 0.14451 | 0 | 0 | 1.2155
2007-09-06 04:00 | 0 | 0 | -102.3035 | 90 | 0 | 0 | 0.11505 | 0.11505 | 0 | 0 | 0 | 0.11505 | 0 | 0 | 1.3878e-17 | 0 | 0 | 0.1211 | 0.11505 | 0 | 0 | 3.8627 | 1.0772 | 0 | 0.1211 | -0.1211 | 2.2079 | 36.7975 | 0.20958 | 0.12655 | 0 | 0 | 1.0772
2007-09-06 05:00 | 0 | 0 | -98.8455 | 90 | 0 | 0 | 0 | 0 | 0 | 0 | 0 | 0 | 0 | 0 | 0 | 0 | 0 | 0 | 0 | 0 | 0 | 3.9973 | 0.95613 | 0 | 0 | 0 | 2.2079 | 36.7975 | 0.20958 | 0 | 0 | 0 | 0.95613
2007-09-06 06:00 | 0.014018 | 0.15991 | -96.2351 | 90.8191 | 0.012889 | 0.022994 | 0.12797 | 0.12797 | 0 | 0 | 0 | 0.12797 | 17.9674 | 0 | 0 | 0 | 0.022994 | 0.13471 | 0.12797 | 0 | 0 | 3.9973 | 0.95613 | 0 | 0.11172 | -0.11172 | 2.0901 | 34.8349 | 0.20958 | 0.14077 | 0.018395 | 0 | 0.97913
2007-09-06 07:00 | 0.1314 | 14.9146 | -94.0477 | 75.9081 | 0.12966 | 0.23132 | 0.35362 | 0.35362 | 0 | 0 | 0 | 0.35362 | 65.4146 | 0 | 0 | 0 | 0.23132 | 0.37223 | 0.35362 | 0 | 0 | 4.1214 | 0.84442 | 0 | 0.14091 | -0.14091 | 1.9416 | 32.3593 | 0.20958 | 0.38898 | 0.18506 | 0 | 1.0757
2007-09-06 08:00 | 0.17915 | 29.7078 | -92.0066 | 61.01 | 0.17816 | 0.31784 | 1.7752 | 1.7752 | 1.7 | 0 | 0.5202 | 1.7752 | 17.9048 | 0 | 0 | 0 | 0.31784 | 0.079112 | 0.075157 | 0 | 0 | 4.278 | 0.70351 | 0.23873 | 0 | 0.23873 | 2.168 | 36.1339 | 0.20959 | 1.9527 | 0.25427 | 1.7 | 1.0213
2007-09-06 09:00 | 0.39056 | 44.5195 | -89.8225 | 46.1475 | 0.38814 | 0.69244 | 2.3574 | 2.3574 | 1.7 | 0 | 0.5202 | 2.3574 | 29.3725 | 0 | 0 | 0 | 0.69244 | 0.69205 | 0.65745 | 0 | 0 | 4.0393 | 0.91836 | 0.00039198 | 0 | 0.00039198 | 2.1684 | 36.1401 | 0.20959 | 2.5932 | 0.55395 | 1.7 | 1.6108
2007-09-06 10:00 | 0.27347 | 59.3274 | -86.9176 | 31.3795 | 0.27212 | 0.48546 | 1.775 | 1.775 | 1.7 | 0 | 0.5202 | 1.775 | 27.35 | 0 | 0 | 0 | 0.48546 | 0.078943 | 0.074996 | 0 | 0 | 4.0389 | 0.91871 | 0.40652 | 0 | 0.40652 | 2.5541 | 42.5677 | 0.20962 | 1.9525 | 0.38837 | 1.7 | 1.4042
2007-09-06 11:00 | 0.18829 | 74.0654 | -80.876 | 16.9644 | 0.18737 | 0.33426 | 1.9957 | 1.9957 | 1.7 | 0 | 0.5202 | 1.9957 | 16.7493 | 0 | 0 | 0 | 0.33426 | 0.31123 | 0.29566 | 0 | 0 | 3.6323 | 1.2846 | 0.023035 | 0 | 0.023035 | 2.5759 | 42.9319 | 0.20962 | 2.1952 | 0.26741 | 1.7 | 1.6188
2007-09-06 12:00 | 0.20565 | 87.0515 | -16.1001 | 6.2529 | 0.20465 | 0.36509 | 0 | 0 | 1.4526 | 0 | 0.45267 | 0 | 0 | 0 | 0 | 0 | 0.36509 | 0 | 0 | 1.4526 | 1.38 | 3.6093 | 1.3053 | 1.7451 | 0 | 1.7451 | 4.2315 | 70.5241 | 0.20958 | 0 | 0.29207 | 1.7 | 1.6704
2007-09-06 13:00 | 0.43907 | 75.6659 | 79.6002 | 15.4485 | 0.43699 | 0.77959 | 0 | 0 | 1.1417 | 0 | 0.36779 | 0 | 0 | 0 | 0 | 0 | 0.77959 | 0 | 0 | 1.1417 | 1.0846 | 1.8642 | 2.8759 | 1.8642 | 0 | 1.8642 | 6 | 100 | 0.20944 | 0 | 0.62368 | 1.7 | 3.6555
2007-09-06 14:00 | 0.40025 | 60.9486 | 86.4974 | 29.7727 | 0.39827 | 0.71052 | 0.52121 | 0.52121 | 0 | 0 | 0 | 0.52121 | 136.3225 | 0.16188 | 0 | 0 | 0.71052 | 0.54864 | 0.52121 | 0 | 0 | 0 | 4.5537 | 0 | 0 | 0 | 6 | 100 | 0.20944 | 0.57333 | 0.56842 | 0 | 5.2642
2007-09-06 15:00 | 0.2803 | 46.1435 | 89.5558 | 44.5222 | 0.27885 | 0.49747 | 0.39159 | 0.39159 | 0 | 0 | 0 | 0.39159 | 127.0387 | 0.085271 | 0 | 0 | 0.49747 | 0.4122 | 0.39159 | 0 | 0 | 0 | 4.5537 | 0 | 0 | 0 | 6 | 100 | 0.20944 | 0.43075 | 0.39798 | 0 | 5.0512
2007-09-06 16:00 | 0.20911 | 31.3308 | 91.7805 | 59.3785 | 0.2079 | 0.37089 | 0.15324 | 0.15324 | 0 | 0 | 0 | 0.15324 | 242.0311 | 0.20959 | 0 | 0 | 0.37089 | 0.16131 | 0.15324 | 0 | 0 | 0 | 4.5537 | 0 | 0 | 0 | 6 | 100 | 0.20944 | 0.16857 | 0.29672 | 0 | 4.9246
2007-09-06 17:00 | 0.096401 | 16.5347 | 93.8214 | 74.2741 | 0.095795 | 0.1709 | 2.3728 | 2.3728 | 1.7 | 0 | 0.5202 | 2.3728 | 7.2024 | 1.1102e-16 | 0 | 0 | 0.1709 | 0.70823 | 0.67281 | 0 | 0 | 0 | 4.5537 | 0 | 0.53733 | -0.53733 | 5.4336 | 90.5602 | 0.20944 | 2.6101 | 0.13672 | 1.7 | 4.7246
2007-09-06 18:00 | 0.035376 | 1.7746 | 95.9803 | 89.1844 | 0.025078 | 0.04474 | 0.62581 | 0.62581 | 0 | 0 | 0 | 0.62581 | 7.1491 | 0 | 1.1102e-16 | 0 | 0.04474 | 0.65875 | 0.62581 | 0 | 0 | 0.59703 | 4.0164 | 0 | 0.61401 | -0.61401 | 4.7864 | 79.7732 | 0.20944 | 0.68839 | 0.035792 | 0 | 4.0611
2007-09-06 19:00 | 0 | 0 | 98.5279 | 90 | 0 | 0 | 1.6061 | 1.6061 | 1.7 | 0 | 0.5202 | 1.6061 | 0 | 0 | 0 | 0 | 0 | 0 | 0 | 0.093893 | 0.089198 | 1.2793 | 3.4024 | 0.089198 | 0 | 0.089198 | 4.871 | 81.1835 | 0.20945 | 1.7667 | 0 | 1.7 | 3.4024
2007-09-06 20:00 | 0 | 0 | 101.8627 | 90 | 0 | 0 | 1.2824 | 1.2824 | 1.7 | 0 | 0.5202 | 1.2824 | 0 | 0 | 0 | 0 | 0 | 0 | 0 | 0.41764 | 0.39675 | 1.1901 | 3.4826 | 0.39675 | 0 | 0.39675 | 5.2474 | 87.4567 | 0.20948 | 1.4106 | 0 | 1.7 | 3.4826
2007-09-06 21:00 | 0 | 0 | 106.7768 | 90 | 0 | 0 | 0.84786 | 0.84786 | 0 | 0 | 0 | 0.84786 | 0 | 0 | 1.1102e-16 | 0 | 0 | 0.89249 | 0.84786 | 0 | 0 | 0.79331 | 3.8397 | 0 | 0.89249 | -0.89249 | 4.3066 | 71.7773 | 0.20948 | 0.93265 | 0 | 0 | 3.8397
2007-09-06 22:00 | 0 | 0 | 115.2436 | 90 | 0 | 0 | 0.052144 | 0.052144 | 0 | 0 | 0 | 0.052144 | 0 | 0 | 6.9389e-18 | 0 | 0 | 0.054888 | 0.052144 | 0 | 0 | 1.785 | 2.9472 | 0 | 0.054888 | -0.054888 | 4.2488 | 70.8131 | 0.20948 | 0.057358 | 0 | 0 | 2.9472
2007-09-06 23:00 | 0 | 0 | 133.3939 | 90 | 0 | 0 | 0.33339 | 0.33339 | 0 | 0 | 0 | 0.33339 | 0 | 0 | 5.5511e-17 | 0 | 0 | 0.35094 | 0.33339 | 0 | 0 | 1.8459 | 2.8923 | 0 | 0.35094 | -0.35094 | 3.8789 | 64.6476 | 0.20948 | 0.36673 | 0 | 0 | 2.8923
2007-09-07 | 0 | 0 | 177.1449 | 90 | 0 | 0 | 0 | 0 | 0 | 0 | 0 | 0 | 0 | 0 | 0 | 0 | 0 | 0 | 0 | 0 | 0 | 2.2359 | 2.5414 | 0 | 0 | 0 | 3.8789 | 64.6476 | 0.20948 | 0 | 0 | 0 | 2.5414
2007-09-07 01:00 | 0 | 0 | -135.6505 | 90 | 0 | 0 | 0 | 0 | 0 | 0 | 0 | 0 | 0 | 0 | 0 | 0 | 0 | 0 | 0 | 0 | 0 | 2.2359 | 2.5414 | 0 | 0 | 0 | 3.8789 | 64.6476 | 0.20948 | 0 | 0 | 0 | 2.5414
2007-09-07 02:00 | 0 | 0 | -115.8556 | 90 | 0 | 0 | 0.31046 | 0.31046 | 0 | 0 | 0 | 0.31046 | 0 | 0 | 0 | 0 | 0 | 0.3268 | 0.31046 | 0 | 0 | 2.2359 | 2.5414 | 0 | 0.3268 | -0.3268 | 3.5344 | 58.9063 | 0.20948 | 0.34151 | 0 | 0 | 2.5414
2007-09-07 03:00 | 0 | 0 | -106.9269 | 90 | 0 | 0 | 0.079073 | 0.079073 | 0 | 0 | 0 | 0.079073 | 0 | 0 | 1.3878e-17 | 0 | 0 | 0.083234 | 0.079073 | 0 | 0 | 2.599 | 2.2146 | 0 | 0.083234 | -0.083234 | 3.4467 | 57.4441 | 0.20948 | 0.08698 | 0 | 0 | 2.2146
2007-09-07 04:00 | 0 | 0 | -101.8458 | 90 | 0 | 0 | 0 | 0 | 0 | 0 | 0 | 0 | 0 | 0 | 0 | 0 | 0 | 0 | 0 | 0 | 0 | 2.6915 | 2.1314 | 0 | 0 | 0 | 3.4467 | 57.4441 | 0.20948 | 0 | 0 | 0 | 2.1314
2007-09-07 05:00 | 0 | 0 | -98.4325 | 90 | 0 | 0 | 0.14743 | 0.14743 | 0 | 0 | 0 | 0.14743 | 0 | 0 | 2.7756e-17 | 0 | 0 | 0.15519 | 0.14743 | 0 | 0 | 2.6915 | 2.1314 | 0 | 0.15519 | -0.15519 | 3.2831 | 54.7177 | 0.20948 | 0.16217 | 0 | 0 | 2.1314
2007-09-07 06:00 | 0.018224 | 0.18499 | -95.8359 | 90.7319 | 0.014252 | 0.025425 | 0.12944 | 0.12944 | 0 | 0 | 0 | 0.12944 | 19.6428 | 0 | 0 | 0 | 0.025425 | 0.13625 | 0.12944 | 0 | 0 | 2.8639 | 1.9762 | 0 | 0.11083 | -0.11083 | 3.1662 | 52.7707 | 0.20948 | 0.14238 | 0.02034 | 0 | 2.0016
2007-09-07 07:00 | 0.0773 | 14.9486 | -93.6353 | 75.8101 | 0.076838 | 0.13708 | 0.69405 | 0.69405 | 0 | 0 | 0 | 0.69405 | 19.7507 | 0 | 1.1102e-16 | 0 | 0.13708 | 0.73058 | 0.69405 | 0 | 0 | 2.9871 | 1.8653 | 0 | 0.5935 | -0.5935 | 2.5406 | 42.344 | 0.20948 | 0.76345 | 0.10966 | 0 | 2.0024
2007-09-07 08:00 | 0.20664 | 29.7472 | -91.5482 | 60.8997 | 0.20543 | 0.36648 | 0.36885 | 0.36885 | 0 | 0 | 0 | 0.36885 | 99.357 | 0 | 0 | 0 | 0.36648 | 0.38827 | 0.36885 | 0 | 0 | 3.6465 | 1.2718 | 0 | 0.021785 | -0.021785 | 2.5177 | 41.9613 | 0.20948 | 0.40574 | 0.29319 | 0 | 1.6383
2007-09-07 09:00 | 0.32671 | 44.5605 | -89.2642 | 46.0208 | 0.32497 | 0.57975 | 1.585 | 1.585 | 1.7 | 0 | 0.5202 | 1.585 | 36.5768 | 0 | 0 | 0 | 0.57975 | 0 | 0 | 0.11499 | 0.10924 | 3.6707 | 1.2501 | 0.68899 | 0 | 0.68899 | 3.1713 | 52.8551 | 0.20953 | 1.7435 | 0.4638 | 1.7 | 1.8298
2007-09-07 10:00 | 0.44091 | 59.3626 | -86.1361 | 31.2258 | 0.43879 | 0.78281 | 0.90211 | 0.90211 | 1.7 | 0 | 0.5202 | 0.90211 | 86.7751 | 0 | 0 | 0 | 0.78281 | 0 | 0 | 0.79789 | 0.75799 | 2.9817 | 1.8701 | 1.5408 | 0 | 1.5408 | 4.633 | 77.2173 | 0.20958 | 0.99232 | 0.62625 | 1.7 | 2.653
2007-09-07 11:00 | 0.21151 | 74.0704 | -79.4189 | 16.7468 | 0.21048 | 0.37549 | 0.28821 | 0.28821 | 1.4097 | 0 | 0.44095 | 0.28821 | 130.2827 | 0 | 0 | 0 | 0.37549 | 0 | 0 | 1.1215 | 1.0654 | 1.4409 | 3.2569 | 1.4409 | 0 | 1.4409 | 6 | 100 | 0.20958 | 0.31704 | 0.30039 | 1.7 | 3.6324
2007-09-07 12:00 | 0.13203 | 86.6949 | -12.7731 | 5.8545 | 0.13139 | 0.23439 | 0 | 0 | 0 | 0 | 0 | 0 | 0 | 0.23439 | 0 | 0 | 0.23439 | 0 | 0 | 0 | 0 | 0 | 4.5537 | 0 | 0 | 0 | 6 | 100 | 0.20958 | 0 | 0.18751 | 0 | 4.7881
2007-09-07 13:00 | 0.28589 | 75.4929 | 78.1521 | 15.3805 | 0.28451 | 0.50756 | 1.4994 | 1.4994 | 1.0172 | 0 | 0.33381 | 1.4994 | 33.8503 | 1.1102e-16 | 0 | 0 | 0.50756 | 0.50756 | 0.48218 | 0 | 0 | 0 | 4.5537 | 0 | 0 | 0 | 6 | 100 | 0.20958 | 1.6494 | 0.40605 | 1.7 | 5.0612
2007-09-07 14:00 | 0.13831 | 60.809 | 85.7272 | 29.787 | 0.13763 | 0.24554 | 0.1556 | 0.1556 | 0 | 0 | 0 | 0.1556 | 157.7979 | 0.081745 | 0 | 0 | 0.24554 | 0.16379 | 0.1556 | 0 | 0 | 0 | 4.5537 | 0 | 0 | 0 | 6 | 100 | 0.20958 | 0.17116 | 0.19643 | 0 | 4.7992
2007-09-07 15:00 | 0.18169 | 46.0104 | 89.0121 | 44.5675 | 0.18079 | 0.32253 | 0 | 0 | 0 | 0 | 0 | 0 | 0 | 0.32253 | 0 | 0 | 0.32253 | 0 | 0 | 0 | 0 | 0 | 4.5537 | 0 | 0 | 0 | 6 | 100 | 0.20958 | 0 | 0.25803 | 0 | 4.8762
2007-09-07 16:00 | 0.1766 | 31.1968 | 91.3396 | 59.4416 | 0.17566 | 0.31338 | 0.0054826 | 0.0054826 | 0 | 0 | 0 | 0.0054826 | 5715.982 | 0.30761 | 0 | 0 | 0.31338 | 0.0057711 | 0.0054826 | 0 | 0 | 0 | 4.5537 | 0 | 0 | 0 | 6 | 100 | 0.20958 | 0.0060308 | 0.25071 | 0 | 4.8671
2007-09-07 17:00 | 0.047691 | 16.3959 | 93.4302 | 74.35 | 0.047434 | 0.084622 | 1.7167 | 1.7167 | 1.6363 | 0 | 0.5028 | 1.7167 | 4.9294 | 6.9389e-17 | 0 | 0 | 0.084622 | 0.084622 | 0.080391 | 0 | 0 | 0 | 4.5537 | 0 | 0 | 0 | 6 | 100 | 0.20958 | 1.8883 | 0.067698 | 1.7 | 4.6383
2007-09-07 18:00 | 0.030433 | 1.6278 | 95.6081 | 89.2712 | 0.023984 | 0.042787 | 2.9124 | 2.9124 | 1.7 | 0 | 0.5202 | 2.9124 | 1.4691 | 0 | 4.4409e-16 | 0.1236 | 0.042787 | 1.2762 | 1.2124 | 0 | 0 | 0 | 4.5537 | 0 | 1.2334 | -1.2334 | 4.6999 | 78.3317 | 0.20958 | 3.2036 | 0.034229 | 1.7 | 4.5965
2007-09-07 19:00 | 0 | 0 | 98.151 | 90 | 0 | 0 | 1.0239 | 1.0239 | 1.7 | 0 | 0.5202 | 1.0239 | 0 | 0 | 0 | 0 | 0 | 0 | 0 | 0.67606 | 0.64225 | 1.3704 | 3.3203 | 0.64225 | 0 | 0.64225 | 5.3092 | 88.4865 | 0.20963 | 1.1263 | 0 | 1.7 | 3.3203
2007-09-07 20:00 | 0 | 0 | 101.4574 | 90 | 0 | 0 | 2.0787 | 2.0787 | 1.7 | 0 | 0.5202 | 2.0787 | 0 | 0 | 0 | 0 | 0 | 0.39866 | 0.37872 | 0 | 0 | 0.72818 | 3.8983 | 0 | 0.39866 | -0.39866 | 4.889 | 81.4829 | 0.20963 | 2.2866 | 0 | 1.7 | 3.8983
2007-09-07 21:00 | 0 | 0 | 106.3132 | 90 | 0 | 0 | 3.2646 | 3.08 | 1.7 | 0 | 0.5202 | 3.08 | 0 | 0 | 0.18464 | 0.5111 | 0 | 1.4526 | 1.38 | 0 | 0 | 1.1711 | 3.4997 | 0 | 1.4526 | -1.4526 | 3.3578 | 55.9628 | 0.20963 | 3.5911 | 0 | 1.7 | 3.4997
2007-09-07 22:00 | 0 | 0 | 114.6856 | 90 | 0 | 0 | 0.35594 | 0.35594 | 1.7 | 0 | 0.5202 | 0.35594 | 0 | 0 | 0 | 0 | 0 | 0 | 0 | 1.3441 | 1.2769 | 2.7852 | 2.047 | 1.2769 | 0 | 1.2769 | 4.5691 | 76.1516 | 0.20972 | 0.39154 | 0 | 1.7 | 2.047
2007-09-07 23:00 | 0 | 0 | 132.7924 | 90 | 0 | 0 | 0.1018 | 0.1018 | 1.5544 | 0 | 0.48046 | 0.1018 | 0 | 0 | 0 | 0 | 0 | 0 | 0 | 1.4526 | 1.38 | 1.5083 | 3.1962 | 1.38 | 0 | 1.38 | 5.8783 | 97.9713 | 0.20976 | 0.11198 | 0 | 1.7 | 3.1962
2007-09-08 | 0 | 0 | 177.4225 | 90 | 0 | 0 | 0.47756 | 0.47756 | 0 | 0 | 0 | 0.47756 | 0 | 0 | 5.5511e-17 | 0 | 0 | 0.5027 | 0.47756 | 0 | 0 | 0.12831 | 4.4382 | 0 | 0.5027 | -0.5027 | 5.3484 | 89.1398 | 0.20976 | 0.52532 | 0 | 0 | 4.4382
2007-09-08 01:00 | 0 | 0 | -134.683 | 90 | 0 | 0 | 0.062484 | 0.062484 | 0 | 0 | 0 | 0.062484 | 0 | 0 | 0 | 0 | 0 | 0.065773 | 0.062484 | 0 | 0 | 0.68686 | 3.9355 | 0 | 0.065773 | -0.065773 | 5.2791 | 87.9843 | 0.20976 | 0.068733 | 0 | 0 | 3.9355
2007-09-08 02:00 | 0 | 0 | -115.1321 | 90 | 0 | 0 | 0.20519 | 0.20519 | 0 | 0 | 0 | 0.20519 | 0 | 0 | 2.7756e-17 | 0 | 0 | 0.21599 | 0.20519 | 0 | 0 | 0.75994 | 3.8697 | 0 | 0.21599 | -0.21599 | 5.0514 | 84.1897 | 0.20976 | 0.22571 | 0 | 0 | 3.8697
2007-09-08 03:00 | 0 | 0 | -106.3754 | 90 | 0 | 0 | 0.048658 | 0.048658 | 0 | 0 | 0 | 0.048658 | 0 | 0 | 0 | 0 | 0 | 0.051219 | 0.048658 | 0 | 0 | 0.99993 | 3.6538 | 0 | 0.051219 | -0.051219 | 4.9974 | 83.2899 | 0.20976 | 0.053524 | 0 | 0 | 3.6538
2007-09-08 04:00 | 0 | 0 | -101.3859 | 90 | 0 | 0 | 0.087773 | 0.087773 | 0 | 0 | 0 | 0.087773 | 0 | 0 | 1.3878e-17 | 0 | 0 | 0.092393 | 0.087773 | 0 | 0 | 1.0568 | 3.6025 | 0 | 0.092393 | -0.092393 | 4.9 | 81.6667 | 0.20976 | 0.09655 | 0 | 0 | 3.6025
2007-09-08 05:00 | 0 | 0 | -98.0176 | 90 | 0 | 0 | 0.475 | 0.475 | 0 | 0 | 0 | 0.475 | 0 | 0 | 5.5511e-17 | 0 | 0 | 0.5 | 0.475 | 0 | 0 | 1.1595 | 3.5101 | 0 | 0.5 | -0.5 | 4.373 | 72.8827 | 0.20976 | 0.5225 | 0 | 0 | 3.5101
2007-09-08 06:00 | 0.018245 | 0.21093 | -95.4349 | 90.6436 | 0.014367 | 0.025631 | 0.18137 | 0.18137 | 0 | 0 | 0 | 0.18137 | 14.1322 | 0 | 0 | 0 | 0.025631 | 0.19091 | 0.18137 | 0 | 0 | 1.7151 | 3.0101 | 0 | 0.16528 | -0.16528 | 4.1987 | 69.979 | 0.20976 | 0.1995 | 0.020505 | 0 | 3.0358
2007-09-08 07:00 | 0.18174 | 14.9828 | -93.2208 | 75.7117 | 0.17722 | 0.31616 | 2.1298 | 2.1298 | 1.7 | 0 | 0.5202 | 2.1298 | 14.8448 | 3.3307e-16 | 0 | 0 | 0.31616 | 0.45237 | 0.42975 | 0 | 0 | 1.8987 | 2.8449 | 0 | 0.13621 | -0.13621 | 4.0552 | 67.5859 | 0.20976 | 2.3427 | 0.25293 | 1.7 | 3.161
2007-09-08 08:00 | 0.40561 | 29.786 | -91.0874 | 60.7897 | 0.40029 | 0.71411 | 1.521 | 1.521 | 1.7 | 0 | 0.5202 | 1.521 | 46.9488 | 0 | 0 | 0 | 0.71411 | 0 | 0 | 0.17895 | 0.17001 | 2.05 | 2.7086 | 0.88412 | 0 | 0.88412 | 4.8939 | 81.5651 | 0.20982 | 1.6732 | 0.57129 | 1.7 | 3.4228
2007-09-08 09:00 | 0.62479 | 44.5996 | -88.7027 | 45.8953 | 0.62039 | 1.1068 | 0 | 0 | 0 | 0 | 0 | 0 | 0 | 0 | 0 | 0 | 1.1068 | 0 | 0 | 0 | 0 | 1.1659 | 3.5044 | 1.1068 | 0 | 1.1068 | 5.9439 | 99.0647 | 0.20964 | 0 | 0.88542 | 0 | 4.6111
2007-09-08 10:00 | 0.74392 | 59.394 | -85.3495 | 31.0745 | 0.74108 | 1.3221 | 2.5454 | 2.5454 | 1.3457 | 0 | 0.42346 | 2.5454 | 51.9393 | 6.9389e-18 | 0 | 0 | 1.3221 | 1.2629 | 1.1998 | 0 | 0 | 0.059152 | 4.5005 | 0.059152 | 0 | 0.059152 | 6 | 100 | 0.20964 | 2.8 | 1.0577 | 1.7 | 5.8225
2007-09-08 11:00 | 0.83183 | 74.0664 | -77.9548 | 16.5342 | 0.82986 | 1.4805 | 0.90753 | 0.90753 | 0 | 0 | 0 | 0.90753 | 163.1318 | 0.52518 | 0 | 0 | 1.4805 | 0.95529 | 0.90753 | 0 | 0 | 0 | 4.5537 | 0 | 0 | 0 | 6 | 100 | 0.20964 | 0.99828 | 1.1844 | 0 | 6.0342
2007-09-08 12:00 | 1.0864 | 86.3278 | -10.078 | 5.4547 | 1.0848 | 1.9353 | 2.9298 | 2.9298 | 1.5498 | 0 | 0.47921 | 2.9298 | 66.0552 | 0.48269 | 0 | 0.14283 | 1.9353 | 1.4526 | 1.38 | 0 | 0 | 0 | 4.5537 | 0 | 0 | 0 | 6 | 100 | 0.20964 | 3.2228 | 1.5483 | 1.7 | 6.489
2007-09-08 13:00 | 1.1253 | 75.3096 | 76.733 | 15.3229 | 1.1232 | 2.0039 | 0.69334 | 0.69334 | 0 | 0 | 0 | 0.69334 | 289.015 | 1.274 | 0 | 0 | 2.0039 | 0.72983 | 0.69334 | 0 | 0 | 0 | 4.5537 | 0 | 0 | 0 | 6 | 100 | 0.20964 | 0.76268 | 1.6031 | 0 | 6.5576
2007-09-08 14:00 | 1.0175 | 60.6636 | 84.9607 | 29.8071 | 1.014 | 1.8089 | 0.66172 | 0.66172 | 0 | 0 | 0 | 0.66172 | 273.3605 | 1.1123 | 0 | 0 | 1.8089 | 0.69655 | 0.66172 | 0 | 0 | 0 | 4.5537 | 0 | 0 | 0 | 6 | 100 | 0.20964 | 0.7279 | 1.4471 | 0 | 6.3626
2007-09-08 15:00 | 0.79653 | 45.8733 | 88.4688 | 44.6166 | 0.79099 | 1.4111 | 0.4332 | 0.4332 | 0 | 0 | 0 | 0.4332 | 325.742 | 0.95512 | 0 | 0 | 1.4111 | 0.456 | 0.4332 | 0 | 0 | 0 | 4.5537 | 0 | 0 | 0 | 6 | 100 | 0.20964 | 0.47652 | 1.1289 | 0 | 5.9648
2007-09-08 16:00 | 0.4345 | 31.06 | 90.8982 | 59.5073 | 0.42896 | 0.76527 | 0.27199 | 0.27199 | 0 | 0 | 0 | 0.27199 | 281.3575 | 0.47896 | 0 | 0 | 0.76527 | 0.28631 | 0.27199 | 0 | 0 | 0 | 4.5537 | 0 | 0 | 0 | 6 | 100 | 0.20964 | 0.29919 | 0.61222 | 0 | 5.319
2007-09-08 17:00 | 0.22843 | 16.255 | 93.038 | 74.4277 | 0.22159 | 0.39531 | 0 | 0 | 0 | 0 | 0 | 0 | 0 | 0.39531 | 0 | 0 | 0.39531 | 0 | 0 | 0 | 0 | 0 | 4.5537 | 0 | 0 | 0 | 6 | 100 | 0.20964 | 0 | 0.31625 | 0 | 4.949
2007-09-08 18:00 | 0.041165 | 1.4795 | 95.2344 | 89.3593 | 0.021895 | 0.03906 | 1.2467 | 1.2467 | 0 | 0 | 0 | 1.2467 | 3.133 | 0 | 0 | 0 | 0.03906 | 1.3123 | 1.2467 | 0 | 0 | 0 | 4.5537 | 0 | 1.2733 | -1.2733 | 4.6578 | 77.6307 | 0.20964 | 1.3714 | 0.031248 | 0 | 4.5927
2007-09-08 19:00 | 0 | 0 | 97.7722 | 90 | 0 | 0 | 0 | 0 | 0 | 0 | 0 | 0 | 0 | 0 | 0 | 0 | 0 | 0 | 0 | 0 | 0 | 1.4148 | 3.2804 | 0 | 0 | 0 | 4.6578 | 77.6307 | 0.20964 | 0 | 0 | 0 | 3.2804
2007-09-08 20:00 | 0 | 0 | 101.0492 | 90 | 0 | 0 | 0 | 0 | 0 | 0 | 0 | 0 | 0 | 0 | 0 | 0 | 0 | 0 | 0 | 0 | 0 | 1.4148 | 3.2804 | 0 | 0 | 0 | 4.6578 | 77.6307 | 0.20964 | 0 | 0 | 0 | 3.2804
2007-09-08 21:00 | 0 | 0 | 105.8449 | 90 | 0 | 0 | 2.3325 | 2.3325 | 1.7 | 0 | 0.5202 | 2.3325 | 0 | 0 | 0 | 0 | 0 | 0.66577 | 0.63248 | 0 | 0 | 1.4148 | 3.2804 | 0 | 0.66577 | -0.66577 | 3.9561 | 65.9343 | 0.20964 | 2.5657 | 0 | 1.7 | 3.2804
2007-09-08 22:00 | 0 | 0 | 114.1185 | 90 | 0 | 0 | 0.38887 | 0.38887 | 1.7 | 0 | 0.5202 | 0.38887 | 0 | 0 | 0 | 0 | 0 | 0 | 0 | 1.3111 | 1.2456 | 2.1545 | 2.6146 | 1.2456 | 0 | 1.2456 | 5.1377 | 85.6285 | 0.20974 | 0.42776 | 0 | 1.7 | 2.6146
2007-09-08 23:00 | 0 | 0 | 132.1719 | 90 | 0 | 0 | 0.084374 | 0.084374 | 0 | 0 | 0 | 0.084374 | 0 | 0 | 1.3878e-17 | 0 | 0 | 0.088814 | 0.084374 | 0 | 0 | 0.90893 | 3.7356 | 0 | 0.088814 | -0.088814 | 5.0441 | 84.0682 | 0.20974 | 0.092811 | 0 | 0 | 3.7356
2007-09-09 | 0 | 0 | 177.7196 | 90 | 0 | 0 | 0.13347 | 0.13347 | 0 | 0 | 0 | 0.13347 | 0 | 0 | 0 | 0 | 0 | 0.14049 | 0.13347 | 0 | 0 | 1.0076 | 3.6468 | 0 | 0.14049 | -0.14049 | 4.896 | 81.6 | 0.20974 | 0.14682 | 0 | 0 | 3.6468
2007-09-09 01:00 | 0 | 0 | -133.6901 | 90 | 0 | 0 | 0.29397 | 0.29397 | 0 | 0 | 0 | 0.29397 | 0 | 0 | 5.5511e-17 | 0 | 0 | 0.30944 | 0.29397 | 0 | 0 | 1.1637 | 3.5063 | 0 | 0.30944 | -0.30944 | 4.5698 | 76.1637 | 0.20974 | 0.32337 | 0 | 0 | 3.5063
2007-09-09 02:00 | 0 | 0 | -114.4013 | 90 | 0 | 0 | 0 | 0 | 0 | 0 | 0 | 0 | 0 | 0 | 0 | 0 | 0 | 0 | 0 | 0 | 0 | 1.5075 | 3.1969 | 0 | 0 | 0 | 4.5698 | 76.1637 | 0.20974 | 0 | 0 | 0 | 3.1969
2007-09-09 03:00 | 0 | 0 | -105.8208 | 90 | 0 | 0 | 0 | 0 | 0 | 0 | 0 | 0 | 0 | 0 | 0 | 0 | 0 | 0 | 0 | 0 | 0 | 1.5075 | 3.1969 | 0 | 0 | 0 | 4.5698 | 76.1637 | 0.20974 | 0 | 0 | 0 | 3.1969
2007-09-09 04:00 | 0 | 0 | -100.9239 | 90 | 0 | 0 | 0.57051 | 0.57051 | 0 | 0 | 0 | 0.57051 | 0 | 0 | 0 | 0 | 0 | 0.60053 | 0.57051 | 0 | 0 | 1.5075 | 3.1969 | 0 | 0.60053 | -0.60053 | 3.9368 | 65.6135 | 0.20974 | 0.62756 | 0 | 0 | 3.1969
2007-09-09 05:00 | 0 | 0 | -97.6009 | 90 | 0 | 0 | 0.2763 | 0.2763 | 0 | 0 | 0 | 0.2763 | 0 | 0 | 5.5511e-17 | 0 | 0 | 0.29085 | 0.2763 | 0 | 0 | 2.1748 | 2.5964 | 0 | 0.29085 | -0.29085 | 3.6302 | 60.5038 | 0.20974 | 0.30393 | 0 | 0 | 2.5964
2007-09-09 06:00 | 0.025477 | 0.23768 | -95.0321 | 90.5543 | 0.010489 | 0.018712 | 0.15505 | 0.15505 | 0 | 0 | 0 | 0.15505 | 12.068 | 0 | 2.7756e-17 | 0 | 0.018712 | 0.16321 | 0.15505 | 0 | 0 | 2.498 | 2.3055 | 0 | 0.1445 | -0.1445 | 3.4779 | 57.9652 | 0.20974 | 0.17056 | 0.014969 | 0 | 2.3242
2007-09-09 07:00 | 0.17113 | 15.017 | -92.8044 | 75.6127 | 0.16775 | 0.29927 | 0 | 0 | 0 | 0 | 0 | 0 | 0 | 0 | 0 | 0 | 0.29927 | 0 | 0 | 0 | 0 | 2.6585 | 2.161 | 0.29927 | 0 | 0.29927 | 3.7618 | 62.6971 | 0.20969 | 0 | 0.23942 | 0 | 2.4603
2007-09-09 08:00 | 0.40121 | 29.8241 | -90.6242 | 60.6799 | 0.39666 | 0.70764 | 1.6622 | 1.6622 | 1.7 | 0 | 0.5202 | 1.6622 | 42.5713 | 0 | 0 | 0 | 0.70764 | 0 | 0 | 0.037755 | 0.035867 | 2.3592 | 2.4304 | 0.74351 | 0 | 0.74351 | 4.4672 | 74.4529 | 0.20974 | 1.8285 | 0.56611 | 1.7 | 3.138
2007-09-09 09:00 | 0.65768 | 44.6369 | -88.1379 | 45.771 | 0.65385 | 1.1665 | 0.76302 | 0.76302 | 1.1898 | 0 | 0.38092 | 0.76302 | 152.8753 | 0 | 0 | 0 | 1.1665 | 0 | 0 | 0.42681 | 0.40547 | 1.6157 | 3.0995 | 1.5719 | 0 | 1.5719 | 5.9585 | 99.3074 | 0.20966 | 0.83932 | 0.93317 | 1.7 | 4.266
2007-09-09 10:00 | 0.7287 | 59.4215 | -84.5581 | 30.9261 | 0.72661 | 1.2963 | 1.5188 | 1.5188 | 0.425 | 0 | 0.17213 | 1.5188 | 85.3475 | 0.10108 | 0 | 0 | 1.2963 | 1.1514 | 1.0938 | 0 | 0 | 0.043804 | 4.5143 | 0.043804 | 0 | 0.043804 | 6 | 100 | 0.20966 | 1.6707 | 1.037 | 1.7 | 5.8105
2007-09-09 11:00 | 0.71143 | 74.053 | -76.4857 | 16.327 | 0.70978 | 1.2662 | 0.6982 | 0.6982 | 0 | 0 | 0 | 0.6982 | 181.3578 | 0.5313 | 0 | 0 | 1.2662 | 0.73495 | 0.6982 | 0 | 0 | 0 | 4.5537 | 0 | 0 | 0 | 6 | 100 | 0.20966 | 0.76803 | 1.013 | 0 | 5.8199
2007-09-09 12:00 | 0.77631 | 85.9528 | -7.858 | 5.0534 | 0.775 | 1.3826 | 1.7754 | 1.7754 | 0.46198 | 0 | 0.18222 | 1.7754 | 77.8731 | 0 | 0 | 0 | 1.3826 | 1.3826 | 1.3135 | 0 | 0 | 0 | 4.5537 | 0 | 0 | 0 | 6 | 100 | 0.20966 | 1.953 | 1.1061 | 1.7 | 5.9363
2007-09-09 13:00 | 0.77053 | 75.1164 | 75.3441 | 15.276 | 0.76912 | 1.3721 | 0 | 0 | 0 | 0 | 0 | 0 | 0 | 1.3721 | 0 | 0 | 1.3721 | 0 | 0 | 0 | 0 | 0 | 4.5537 | 0 | 0 | 0 | 6 | 100 | 0.20966 | 0 | 1.0977 | 0 | 5.9258
2007-09-09 14:00 | 0.78744 | 60.5125 | 84.1984 | 29.8328 | 0.78543 | 1.4012 | 1.0207 | 1.0207 | 0 | 0 | 0 | 1.0207 | 137.2802 | 0.3268 | 0 | 0 | 1.4012 | 1.0744 | 1.0207 | 0 | 0 | 0 | 4.5537 | 0 | 0 | 0 | 6 | 100 | 0.20966 | 1.1228 | 1.121 | 0 | 5.9549
2007-09-09 15:00 | 0.75953 | 45.7325 | 87.9261 | 44.6694 | 0.75531 | 1.3475 | 0.46176 | 0.46176 | 0 | 0 | 0 | 0.46176 | 291.81 | 0.86141 | 0 | 0 | 1.3475 | 0.48607 | 0.46176 | 0 | 0 | 0 | 4.5537 | 0 | 0 | 0 | 6 | 100 | 0.20966 | 0.50794 | 1.078 | 0 | 5.9012
2007-09-09 16:00 | 0.53156 | 30.9203 | 90.4563 | 59.5756 | 0.52481 | 0.93626 | 1.428 | 1.428 | 0.53852 | 0 | 0.20312 | 1.428 | 65.5657 | 1.1102e-16 | 0 | 0 | 0.93626 | 0.93626 | 0.88944 | 0 | 0 | 0 | 4.5537 | 0 | 0 | 0 | 6 | 100 | 0.20966 | 1.5708 | 0.749 | 1.7 | 5.4899
2007-09-09 17:00 | 0.21859 | 16.1121 | 92.6449 | 74.5073 | 0.21292 | 0.37985 | 1.4353 | 1.4353 | 1.0744 | 0 | 0.34941 | 1.4353 | 26.4658 | 1.6653e-16 | 0 | 0 | 0.37985 | 0.37985 | 0.36086 | 0 | 0 | 0 | 4.5537 | 0 | 0 | 0 | 6 | 100 | 0.20966 | 1.5788 | 0.30388 | 1.7 | 4.9335
2007-09-09 18:00 | 0.028683 | 1.3299 | 94.8594 | 89.4485 | 0.022122 | 0.039467 | 0.38311 | 0.38311 | 0 | 0 | 0 | 0.38311 | 10.3016 | 0 | 5.5511e-17 | 0 | 0.039467 | 0.40327 | 0.38311 | 0 | 0 | 0 | 4.5537 | 0 | 0.36381 | -0.36381 | 5.6165 | 93.6086 | 0.20966 | 0.42142 | 0.031573 | 0 | 4.5932
2007-09-09 19:00 | 0 | 0 | 97.3915 | 90 | 0 | 0 | 1.6448 | 1.6448 | 1.7 | 0 | 0.5202 | 1.6448 | 0 | 0 | 0 | 0 | 0 | 0 | 0 | 0.055216 | 0.052455 | 0.40423 | 4.1899 | 0.052455 | 0 | 0.052455 | 5.6663 | 94.438 | 0.20966 | 1.8093 | 0 | 1.7 | 4.1899
2007-09-09 20:00 | 0 | 0 | 100.6382 | 90 | 0 | 0 | 0.43884 | 0.43884 | 0 | 0 | 0 | 0.43884 | 0 | 0 | 5.5511e-17 | 0 | 0 | 0.46193 | 0.43884 | 0 | 0 | 0.35177 | 4.2371 | 0 | 0.46193 | -0.46193 | 5.1794 | 86.3226 | 0.20966 | 0.48272 | 0 | 0 | 4.2371
2007-09-09 21:00 | 0 | 0 | 105.3719 | 90 | 0 | 0 | 0 | 0 | 0 | 0 | 0 | 0 | 0 | 0 | 0 | 0 | 0 | 0 | 0 | 0 | 0 | 0.86504 | 3.7752 | 0 | 0 | 0 | 5.1794 | 86.3226 | 0.20966 | 0 | 0 | 0 | 3.7752
2007-09-09 22:00 | 0 | 0 | 113.5423 | 90 | 0 | 0 | 0.030753 | 0.030753 | 0 | 0 | 0 | 0.030753 | 0 | 0 | 0 | 0 | 0 | 0.032371 | 0.030753 | 0 | 0 | 0.86504 | 3.7752 | 0 | 0.032371 | -0.032371 | 5.1452 | 85.7539 | 0.20966 | 0.033828 | 0 | 0 | 3.7752
2007-09-09 23:00 | 0 | 0 | 131.5313 | 90 | 0 | 0 | 0.0056781 | 0.0056781 | 0 | 0 | 0 | 0.0056781 | 0 | 0 | 8.6736e-19 | 0 | 0 | 0.005977 | 0.0056781 | 0 | 0 | 0.901 | 3.7428 | 0 | 0.005977 | -0.005977 | 5.1389 | 85.6489 | 0.20966 | 0.006246 | 0 | 0 | 3.7428
2007-09-10 | 0 | 0 | 178.0374 | 90 | 0 | 0 | 0.41749 | 0.41749 | 0 | 0 | 0 | 0.41749 | 0 | 0 | 5.5511e-17 | 0 | 0 | 0.43946 | 0.41749 | 0 | 0 | 0.90764 | 3.7368 | 0 | 0.43946 | -0.43946 | 4.6757 | 77.9284 | 0.20966 | 0.45924 | 0 | 0 | 3.7368
2007-09-10 01:00 | 0 | 0 | -132.672 | 90 | 0 | 0 | 0.19202 | 0.19202 | 0 | 0 | 0 | 0.19202 | 0 | 0 | 2.7756e-17 | 0 | 0 | 0.20212 | 0.19202 | 0 | 0 | 1.3959 | 3.2973 | 0 | 0.20212 | -0.20212 | 4.4627 | 74.3774 | 0.20966 | 0.21122 | 0 | 0 | 3.2973
2007-09-10 02:00 | 0 | 0 | -113.6638 | 90 | 0 | 0 | 0.089271 | 0.089271 | 0 | 0 | 0 | 0.089271 | 0 | 0 | 0 | 0 | 0 | 0.09397 | 0.089271 | 0 | 0 | 1.6205 | 3.0952 | 0 | 0.09397 | -0.09397 | 4.3636 | 72.7266 | 0.20966 | 0.098198 | 0 | 0 | 3.0952
2007-09-10 03:00 | 0 | 0 | -105.2632 | 90 | 0 | 0 | 0.19636 | 0.19636 | 0 | 0 | 0 | 0.19636 | 0 | 0 | 2.7756e-17 | 0 | 0 | 0.2067 | 0.19636 | 0 | 0 | 1.7249 | 3.0013 | 0 | 0.2067 | -0.2067 | 4.1457 | 69.0953 | 0.20966 | 0.216 | 0 | 0 | 3.0013
2007-09-10 04:00 | 0 | 0 | -100.46 | 90 | 0 | 0 | 0.1841 | 0.1841 | 0 | 0 | 0 | 0.1841 | 0 | 0 | 0 | 0 | 0 | 0.19379 | 0.1841 | 0 | 0 | 1.9546 | 2.7946 | 0 | 0.19379 | -0.19379 | 3.9415 | 65.6907 | 0.20966 | 0.20251 | 0 | 0 | 2.7946
2007-09-10 05:00 | 0 | 0 | -97.1826 | 90 | 0 | 0 | 0.37783 | 0.37783 | 0 | 0 | 0 | 0.37783 | 0 | 0 | 5.5511e-17 | 0 | 0 | 0.39771 | 0.37783 | 0 | 0 | 2.1699 | 2.6008 | 0 | 0.39771 | -0.39771 | 3.5222 | 58.7036 | 0.20966 | 0.41561 | 0 | 0 | 2.6008
2007-09-10 06:00 | 0.015667 | 0.26513 | -94.6277 | 90.4639 | 0.013936 | 0.024863 | 0.44292 | 0.44292 | 0 | 0 | 0 | 0.44292 | 5.6134 | 0 | 5.5511e-17 | 0 | 0.024863 | 0.46623 | 0.44292 | 0 | 0 | 2.6118 | 2.2031 | 0 | 0.44136 | -0.44136 | 3.057 | 50.9496 | 0.20966 | 0.48721 | 0.01989 | 0 | 2.2279
2007-09-10 07:00 | 0.17476 | 15.0513 | -92.3862 | 75.5135 | 0.17151 | 0.30597 | 0 | 0 | 0 | 0 | 0 | 0 | 0 | 0 | 0 | 0 | 0.30597 | 0 | 0 | 0 | 0 | 3.1022 | 1.7617 | 0.30597 | 0 | 0.30597 | 3.3472 | 55.7873 | 0.20961 | 0 | 0.24477 | 0 | 2.0677
2007-09-10 08:00 | 0.4585 | 29.8613 | -90.1589 | 60.5706 | 0.45349 | 0.80903 | 0.64797 | 0.64797 | 0 | 0 | 0 | 0.64797 | 124.8571 | 0 | 0 | 0 | 0.80903 | 0.68207 | 0.64797 | 0 | 0 | 2.7963 | 2.0371 | 0.12696 | 0 | 0.12696 | 3.4677 | 57.7948 | 0.20959 | 0.71276 | 0.64723 | 0 | 2.8461
2007-09-10 09:00 | 0.76995 | 44.672 | -87.5703 | 45.6482 | 0.76653 | 1.3675 | 3.0873 | 3.08 | 1.7 | 0 | 0.5202 | 3.08 | 44.3992 | 0 | 0.0072985 | 0.31603 | 1.3675 | 1.4526 | 1.38 | 0 | 0 | 2.6693 | 2.1513 | 0 | 0.085137 | -0.085137 | 3.378 | 56.2991 | 0.20959 | 3.396 | 1.094 | 1.7 | 3.5188
2007-09-10 10:00 | 0.90153 | 59.4449 | -83.7624 | 30.7805 | 0.90037 | 1.6063 | 1.6297 | 1.6297 | 1.7 | 0 | 0.5202 | 1.6297 | 98.5603 | 0 | 0 | 0 | 1.6063 | 0 | 0 | 0.070282 | 0.066768 | 2.7639 | 2.0662 | 1.673 | 0 | 1.673 | 4.9651 | 82.7518 | 0.20962 | 1.7927 | 1.285 | 1.7 | 3.6724
2007-09-10 11:00 | 1.0614 | 74.0303 | -75.0137 | 16.1257 | 1.0616 | 1.894 | 2.0957 | 2.0957 | 1.3327 | 0 | 0.41994 | 2.0957 | 90.375 | 0 | 0 | 0 | 1.894 | 0.80308 | 0.76293 | 0 | 0 | 1.0909 | 3.5719 | 1.0909 | 0 | 1.0909 | 6 | 100 | 0.20959 | 2.3052 | 1.5152 | 1.7 | 5.4659
2007-09-10 12:00 | 0.93165 | 85.5713 | -6.0018 | 4.651 | 0.93189 | 1.6625 | 0 | 0 | 0 | 0 | 0 | 0 | 0 | 1.6625 | 0 | 0 | 1.6625 | 0 | 0 | 0 | 0 | 0 | 4.5537 | 0 | 0 | 0 | 6 | 100 | 0.20959 | 0 | 1.33 | 0 | 6.2162
2007-09-10 13:00 | 0.73218 | 74.9137 | 73.9864 | 15.2398 | 0.73112 | 1.3043 | 0.97216 | 0.97216 | 0 | 0 | 0 | 0.97216 | 134.1681 | 0.281 | 0 | 0 | 1.3043 | 1.0233 | 0.97216 | 0 | 0 | 0 | 4.5537 | 0 | 0 | 0 | 6 | 100 | 0.20959 | 1.0694 | 1.0435 | 0 | 5.858
2007-09-10 14:00 | 0.73368 | 60.356 | 83.4407 | 29.8642 | 0.73236 | 1.3065 | 1.005 | 1.005 | 0 | 0 | 0 | 1.005 | 130.0066 | 0.24866 | 0 | 0 | 1.3065 | 1.0579 | 1.005 | 0 | 0 | 0 | 4.5537 | 0 | 0 | 0 | 6 | 100 | 0.20959 | 1.1055 | 1.0452 | 0 | 5.8602
2007-09-10 15:00 | 0.42908 | 45.5879 | 87.3843 | 44.7259 | 0.42713 | 0.762 | 0.35216 | 0.35216 | 0 | 0 | 0 | 0.35216 | 216.382 | 0.39131 | 0 | 0 | 0.762 | 0.37069 | 0.35216 | 0 | 0 | 0 | 4.5537 | 0 | 0 | 0 | 6 | 100 | 0.20959 | 0.38737 | 0.6096 | 0 | 5.3157
2007-09-10 16:00 | 0.37659 | 30.7781 | 90.0142 | 59.6464 | 0.37342 | 0.66618 | 0.70368 | 0.70368 | 0 | 0 | 0 | 0.70368 | 94.6701 | 0 | 0 | 0 | 0.66618 | 0.74072 | 0.70368 | 0 | 0 | 0 | 4.5537 | 0 | 0.074541 | -0.074541 | 5.9214 | 98.6904 | 0.20959 | 0.77405 | 0.53294 | 0 | 5.2199
2007-09-10 17:00 | 0.1525 | 15.9673 | 92.251 | 74.5885 | 0.15077 | 0.26897 | 0.00027739 | 0.00027739 | 0 | 0 | 0 | 0.00027739 | 96961.7 | 0.18585 | 0 | 0 | 0.26897 | 0.00029199 | 0.00027739 | 0 | 0 | 0.082824 | 4.4791 | 0.082824 | 0 | 0.082824 | 6 | 100 | 0.20957 | 0.00030513 | 0.21517 | 0 | 4.7481
2007-09-10 18:00 | 0.02455 | 1.179 | 94.4831 | 89.5387 | 0.020642 | 0.036825 | 0.9855 | 0.9855 | 0 | 0 | 0 | 0.9855 | 3.7367 | 0 | 1.1102e-16 | 0 | 0.036825 | 1.0374 | 0.9855 | 0 | 0 | 0 | 4.5537 | 0 | 1.0005 | -1.0005 | 4.9454 | 82.4223 | 0.20957 | 1.084 | 0.02946 | 0 | 4.5905
2007-09-10 19:00 | 0 | 0 | 97.0089 | 90 | 0 | 0 | 1.1841 | 1.1841 | 0 | 0 | 0 | 1.1841 | 0 | 0 | 0 | 0 | 0 | 1.2465 | 1.1841 | 0 | 0 | 1.1117 | 3.5531 | 0 | 1.2465 | -1.2465 | 3.6315 | 60.5245 | 0.20957 | 1.3025 | 0 | 0 | 3.5531
2007-09-10 20:00 | 0 | 0 | 100.2245 | 90 | 0 | 0 | 0.95536 | 0.95536 | 0 | 0 | 0 | 0.95536 | 0 | 0 | 2.2204e-16 | 0 | 0 | 1.0056 | 0.95536 | 0 | 0 | 2.4967 | 2.3067 | 0 | 1.0056 | -1.0056 | 2.5714 | 42.8572 | 0.20957 | 1.0509 | 0 | 0 | 2.3067
2007-09-10 21:00 | 0 | 0 | 104.8944 | 90 | 0 | 0 | 0.2796 | 0.2796 | 0 | 0 | 0 | 0.2796 | 0 | 0 | 0 | 0 | 0 | 0.29432 | 0.2796 | 0 | 0 | 3.614 | 1.3011 | 0 | 0.29432 | -0.29432 | 2.2612 | 37.6865 | 0.20957 | 0.30756 | 0 | 0 | 1.3011
2007-09-10 22:00 | 0 | 0 | 112.9568 | 90 | 0 | 0 | 0 | 0 | 0 | 0 | 0 | 0 | 0 | 0 | 0 | 0 | 0 | 0 | 0 | 0 | 0 | 3.9411 | 1.0067 | 0 | 0 | 0 | 2.2612 | 37.6865 | 0.20957 | 0 | 0 | 0 | 1.0067
2007-09-10 23:00 | 0 | 0 | 130.8697 | 90 | 0 | 0 | 0.16502 | 0.16502 | 0 | 0 | 0 | 0.16502 | 0 | 0 | 2.7756e-17 | 0 | 0 | 0.17371 | 0.16502 | 0 | 0 | 3.9411 | 1.0067 | 0 | 0.17371 | -0.17371 | 2.0781 | 34.6348 | 0.20957 | 0.18152 | 0 | 0 | 1.0067
2007-09-11 | 0 | 0 | 178.3776 | 90 | 0 | 0 | 0.015033 | 0.015033 | 0 | 0 | 0 | 0.015033 | 0 | 0 | 0 | 0 | 0 | 0.015824 | 0.015033 | 0 | 0 | 4.1341 | 0.83303 | 0 | 0.015824 | -0.015824 | 2.0614 | 34.3568 | 0.20957 | 0.016536 | 0 | 0 | 0.83303
2007-09-11 01:00 | 0 | 0 | -131.629 | 90 | 0 | 0 | 0.55009 | 0.55009 | 0 | 0 | 0 | 0.55009 | 0 | 0 | 1.1102e-16 | 0 | 0 | 0.57904 | 0.55009 | 0 | 0 | 4.1516 | 0.81721 | 0 | 0.57904 | -0.57904 | 1.451 | 24.1841 | 0.20957 | 0.6051 | 0 | 0 | 0.81721
2007-09-11 02:00 | 0 | 0 | -112.9199 | 90 | 0 | 0 | 0.31397 | 0.31397 | 1.7 | 0 | 0.5202 | 0.31397 | 0 | -2.2204e-16 | 0 | 0 | 0 | 0 | 0 | 1.386 | 1.3167 | 4.795 | 0.23816 | 1.3167 | 0 | 1.3167 | 2.7002 | 45.0034 | 0.20966 | 0.34536 | 0 | 1.7 | 0.23816
2007-09-11 03:00 | 0 | 0 | -104.7029 | 90 | 0 | 0 | 0.25113 | 0.25113 | 1.7 | 0 | 0.5202 | 0.25113 | 0 | 0 | 0 | 0 | 0 | 0 | 0 | 1.4489 | 1.3764 | 3.4783 | 1.4232 | 1.3764 | 0 | 1.3764 | 4.006 | 66.7666 | 0.20973 | 0.27624 | 0 | 1.7 | 1.4232
2007-09-11 04:00 | 0 | 0 | -99.9943 | 90 | 0 | 0 | 0.13954 | 0.13954 | 1.5922 | 0 | 0.49076 | 0.13954 | 0 | 0 | 0 | 0 | 0 | 0 | 0 | 1.4526 | 1.38 | 2.1019 | 2.662 | 1.38 | 0 | 1.38 | 5.3152 | 88.5863 | 0.20978 | 0.1535 | 0 | 1.7 | 2.662
2007-09-11 05:00 | 0 | 0 | -96.7629 | 90 | 0 | 0 | 0.039059 | 0.039059 | 0 | 0 | 0 | 0.039059 | 0 | 0 | 0 | 0 | 0 | 0.041115 | 0.039059 | 0 | 0 | 0.72187 | 3.904 | 0 | 0.041115 | -0.041115 | 5.2718 | 87.864 | 0.20978 | 0.042965 | 0 | 0 | 3.904
2007-09-11 06:00 | 0.02319 | 0.29321 | -94.2218 | 90.3726 | 0.013053 | 0.023287 | 0.090842 | 0.090842 | 0 | 0 | 0 | 0.090842 | 25.6342 | 0 | 1.3878e-17 | 0 | 0.023287 | 0.095624 | 0.090842 | 0 | 0 | 0.76755 | 3.8629 | 0 | 0.072337 | -0.072337 | 5.1956 | 86.5931 | 0.20978 | 0.099927 | 0.018629 | 0 | 3.8862
2007-09-11 07:00 | 0.20666 | 15.0854 | -91.9663 | 75.4141 | 0.20197 | 0.36031 | 2.3024 | 2.3024 | 1.7 | 0 | 0.5202 | 2.3024 | 15.649 | 0 | 0 | 0 | 0.36031 | 0.63413 | 0.60242 | 0 | 0 | 0.84793 | 3.7906 | 0 | 0.27382 | -0.27382 | 4.907 | 81.7825 | 0.20978 | 2.5327 | 0.28824 | 1.7 | 4.1509
2007-09-11 08:00 | 0.40086 | 29.8975 | -89.6915 | 60.4619 | 0.39759 | 0.70929 | 1.6202 | 1.6202 | 1.7 | 0 | 0.5202 | 1.6202 | 43.7787 | 0 | 0 | 0 | 0.70929 | 0 | 0 | 0.079821 | 0.07583 | 1.1522 | 3.5167 | 0.78512 | 0 | 0.78512 | 5.6518 | 94.1964 | 0.20983 | 1.7822 | 0.56743 | 1.7 | 4.226
2007-09-11 09:00 | 0.71748 | 44.7051 | -86.9999 | 45.5269 | 0.71535 | 1.2762 | 0 | 0 | 0 | 0 | 0 | 0 | 0 | 0.90912 | 0 | 0 | 1.2762 | 0 | 0 | 0 | 0 | 0.36705 | 4.2233 | 0.36705 | 0 | 0.36705 | 6 | 100 | 0.20977 | 0 | 1.0209 | 0 | 5.4995
2007-09-11 10:00 | 0.78676 | 59.4641 | -82.9628 | 30.6382 | 0.78637 | 1.4029 | 0.91255 | 0.91255 | 0 | 0 | 0 | 0.91255 | 153.7322 | 0.44231 | 0 | 0 | 1.4029 | 0.96058 | 0.91255 | 0 | 0 | 0 | 4.5537 | 0 | 0 | 0 | 6 | 100 | 0.20977 | 1.0038 | 1.1223 | 0 | 5.9566
2007-09-11 11:00 | 1.043 | 73.998 | -73.541 | 15.9308 | 1.0443 | 1.8631 | 2.169 | 2.169 | 0.78901 | 0 | 0.2715 | 2.169 | 85.8968 | 0.41048 | 0 | 0 | 1.8631 | 1.4526 | 1.38 | 0 | 0 | 0 | 4.5537 | 0 | 0 | 0 | 6 | 100 | 0.20977 | 2.3859 | 1.4905 | 1.7 | 6.4168
2007-09-11 12:00 | 1.1438 | 85.1846 | -4.4294 | 4.2477 | 1.1457 | 2.044 | 0.21415 | 0.21415 | 0 | 0 | 0 | 0.21415 | 954.4648 | 1.8186 | 0 | 0 | 2.044 | 0.22542 | 0.21415 | 0 | 0 | 0 | 4.5537 | 0 | 0 | 0 | 6 | 100 | 0.20977 | 0.23557 | 1.6352 | 0 | 6.5977
2007-09-11 13:00 | 1.0253 | 74.7019 | 72.6609 | 15.2146 | 1.0266 | 1.8314 | 0.48427 | 0.48427 | 0 | 0 | 0 | 0.48427 | 378.1831 | 1.3217 | 0 | 0 | 1.8314 | 0.50976 | 0.48427 | 0 | 0 | 0 | 4.5537 | 0 | 0 | 0 | 6 | 100 | 0.20977 | 0.5327 | 1.4651 | 0 | 6.3851
2007-09-11 14:00 | 0.92781 | 60.194 | 82.688 | 29.9013 | 0.92783 | 1.6553 | 1.9396 | 1.9396 | 0.55955 | 0 | 0.20886 | 1.9396 | 85.342 | 0.20262 | 0 | 0 | 1.6553 | 1.4526 | 1.38 | 0 | 0 | 0 | 4.5537 | 0 | 0 | 0 | 6 | 100 | 0.20977 | 2.1335 | 1.3242 | 1.7 | 6.2089
2007-09-11 15:00 | 0.49891 | 45.4397 | 86.8435 | 44.786 | 0.49709 | 0.88681 | 1.6859 | 1.6859 | 0.84342 | 0 | 0.28635 | 1.6859 | 52.6018 | 0 | 0 | 0 | 0.88681 | 0.88681 | 0.84247 | 0 | 0 | 0 | 4.5537 | 0 | 0 | 0 | 6 | 100 | 0.20977 | 1.8545 | 0.70945 | 1.7 | 5.4405
2007-09-11 16:00 | 0.42066 | 30.6332 | 89.572 | 59.7197 | 0.41731 | 0.74448 | 1.071 | 1.071 | 0 | 0 | 0 | 1.071 | 69.5138 | 0 | 0 | 0 | 0.74448 | 1.1274 | 1.071 | 0 | 0 | 0 | 4.5537 | 0 | 0.38287 | -0.38287 | 5.5964 | 93.2737 | 0.20977 | 1.1781 | 0.59559 | 0 | 5.2982
2007-09-11 17:00 | 0.20418 | 15.8208 | 91.8564 | 74.6714 | 0.20024 | 0.35722 | 1.6983 | 1.6983 | 1.7 | 0 | 0.5202 | 1.6983 | 21.0342 | 0 | 0 | 0 | 0.35722 | 0 | 0 | 0.0017223 | 0.0016361 | 0.42541 | 4.1708 | 0.35886 | 0 | 0.35886 | 5.9369 | 98.9476 | 0.20979 | 1.8681 | 0.28578 | 1.7 | 4.528
2007-09-11 18:00 | 0.032594 | 1.027 | 94.1056 | 89.6297 | 0.018916 | 0.033747 | 0.21667 | 0.21667 | 0 | 0 | 0 | 0.21667 | 15.5755 | 0 | 2.7756e-17 | 0 | 0.033747 | 0.22807 | 0.21667 | 0 | 0 | 0.066557 | 4.4938 | 0 | 0.19432 | -0.19432 | 5.732 | 95.5337 | 0.20979 | 0.23833 | 0.026997 | 0 | 4.5275
2007-09-11 19:00 | 0 | 0 | 96.6246 | 90 | 0 | 0 | 0.0032608 | 0.0032608 | 0 | 0 | 0 | 0.0032608 | 0 | 0 | 4.3368e-19 | 0 | 0 | 0.0034324 | 0.0032608 | 0 | 0 | 0.28247 | 4.2995 | 0 | 0.0034324 | -0.0034324 | 5.7284 | 95.4734 | 0.20979 | 0.0035869 | 0 | 0 | 4.2995
2007-09-11 20:00 | 0 | 0 | 99.8081 | 90 | 0 | 0 | 1.6474 | 1.6474 | 1.7 | 0 | 0.5202 | 1.6474 | 0 | 0 | 0 | 0 | 0 | 0 | 0 | 0.052611 | 0.04998 | 0.28628 | 4.296 | 0.04998 | 0 | 0.04998 | 5.7758 | 96.2637 | 0.2098 | 1.8121 | 0 | 1.7 | 4.296
2007-09-11 21:00 | 0 | 0 | 104.4123 | 90 | 0 | 0 | 0.85174 | 0.85174 | 0 | 0 | 0 | 0.85174 | 0 | 0 | 1.1102e-16 | 0 | 0 | 0.89656 | 0.85174 | 0 | 0 | 0.2363 | 4.341 | 0 | 0.89656 | -0.89656 | 4.8308 | 80.5127 | 0.2098 | 0.93691 | 0 | 0 | 4.341
2007-09-11 22:00 | 0 | 0 | 112.3621 | 90 | 0 | 0 | 0.20116 | 0.20116 | 0 | 0 | 0 | 0.20116 | 0 | 0 | 2.7756e-17 | 0 | 0 | 0.21174 | 0.20116 | 0 | 0 | 1.2325 | 3.4444 | 0 | 0.21174 | -0.21174 | 4.6076 | 76.7927 | 0.2098 | 0.22127 | 0 | 0 | 3.4444
2007-09-11 23:00 | 0 | 0 | 130.1862 | 90 | 0 | 0 | 0.39148 | 0.39148 | 0 | 0 | 0 | 0.39148 | 0 | 0 | 0 | 0 | 0 | 0.41209 | 0.39148 | 0 | 0 | 1.4678 | 3.2327 | 0 | 0.41209 | -0.41209 | 4.1732 | 69.5531 | 0.2098 | 0.43063 | 0 | 0 | 3.2327
2007-09-12 | 0 | 0 | 178.7419 | 90 | 0 | 0 | 0.23016 | 0.23016 | 0 | 0 | 0 | 0.23016 | 0 | 0 | 2.7756e-17 | 0 | 0 | 0.24227 | 0.23016 | 0 | 0 | 1.9256 | 2.8206 | 0 | 0.24227 | -0.24227 | 3.9178 | 65.2968 | 0.2098 | 0.25318 | 0 | 0 | 2.8206
2007-09-12 01:00 | 0 | 0 | -130.5612 | 90 | 0 | 0 | 0.37906 | 0.37906 | 0 | 0 | 0 | 0.37906 | 0 | 0 | 5.5511e-17 | 0 | 0 | 0.39901 | 0.37906 | 0 | 0 | 2.1948 | 2.5783 | 0 | 0.39901 | -0.39901 | 3.4972 | 58.2869 | 0.2098 | 0.41697 | 0 | 0 | 2.5783
2007-09-12 02:00 | 0 | 0 | -112.1701 | 90 | 0 | 0 | 0.39564 | 0.39564 | 0 | 0 | 0 | 0.39564 | 0 | 0 | 0 | 0 | 0 | 0.41646 | 0.39564 | 0 | 0 | 2.6382 | 2.1793 | 0 | 0.41646 | -0.41646 | 3.0582 | 50.9703 | 0.2098 | 0.43521 | 0 | 0 | 2.1793
2007-09-12 03:00 | 0 | 0 | -104.1402 | 90 | 0 | 0 | 0.39206 | 0.39206 | 0 | 0 | 0 | 0.39206 | 0 | 0 | 5.5511e-17 | 0 | 0 | 0.4127 | 0.39206 | 0 | 0 | 3.1009 | 1.7629 | 0 | 0.4127 | -0.4127 | 2.6232 | 43.7199 | 0.2098 | 0.43127 | 0 | 0 | 1.7629
2007-09-12 04:00 | 0 | 0 | -99.5271 | 90 | 0 | 0 | 0.23444 | 0.23444 | 0 | 0 | 0 | 0.23444 | 0 | 0 | 2.7756e-17 | 0 | 0 | 0.24678 | 0.23444 | 0 | 0 | 3.5595 | 1.3502 | 0 | 0.24678 | -0.24678 | 2.3631 | 39.3844 | 0.2098 | 0.25789 | 0 | 0 | 1.3502
2007-09-12 05:00 | 0 | 0 | -96.3418 | 90 | 0 | 0 | 0.14948 | 0.14948 | 0 | 0 | 0 | 0.14948 | 0 | 0 | 0 | 0 | 0 | 0.15735 | 0.14948 | 0 | 0 | 3.8337 | 1.1034 | 0 | 0.15735 | -0.15735 | 2.1972 | 36.6201 | 0.2098 | 0.16443 | 0 | 0 | 1.1034
2007-09-12 06:00 | 0.023894 | 0.32183 | -93.8145 | 90.2806 | 0.012778 | 0.022796 | 0.37706 | 0.37706 | 0 | 0 | 0 | 0.37706 | 6.0458 | 0 | 5.5511e-17 | 0 | 0.022796 | 0.39691 | 0.37706 | 0 | 0 | 4.0085 | 0.94603 | 0 | 0.37411 | -0.37411 | 1.8029 | 30.0476 | 0.2098 | 0.41477 | 0.018237 | 0 | 0.96883
2007-09-12 07:00 | 0.20535 | 15.1194 | -91.545 | 75.3146 | 0.20134 | 0.35919 | 0.22698 | 0.22698 | 0 | 0 | 0 | 0.22698 | 158.2503 | 0 | 0 | 0 | 0.35919 | 0.23892 | 0.22698 | 0 | 0 | 4.4242 | 0.57192 | 0.12027 | 0 | 0.12027 | 1.917 | 31.9492 | 0.20978 | 0.24968 | 0.28736 | 0 | 0.93112
2007-09-12 08:00 | 0.35403 | 29.9327 | -89.2223 | 60.3539 | 0.35186 | 0.62772 | 1.6899 | 1.6899 | 1.7 | 0 | 0.5202 | 1.6899 | 37.1447 | 0 | 0 | 0 | 0.62772 | 0 | 0 | 0.010065 | 0.009562 | 4.3039 | 0.68016 | 0.63728 | 0 | 0.63728 | 2.5215 | 42.0256 | 0.20982 | 1.8589 | 0.50218 | 1.7 | 1.3079
2007-09-12 09:00 | 0.57398 | 44.7358 | -86.427 | 45.4074 | 0.57271 | 1.0217 | 2.0332 | 2.0332 | 1.7 | 0 | 0.5202 | 2.0332 | 50.2519 | 0 | 0 | 0 | 1.0217 | 0.35071 | 0.33318 | 0 | 0 | 3.6666 | 1.2537 | 0.671 | 0 | 0.671 | 3.1581 | 52.635 | 0.20985 | 2.2365 | 0.81737 | 1.7 | 2.2754
2007-09-12 10:00 | 0.74014 | 59.4788 | -82.1596 | 30.4993 | 0.74028 | 1.3207 | 1.8905 | 1.8905 | 1.7 | 0 | 0.5202 | 1.8905 | 69.859 | 0 | 0 | 0 | 1.3207 | 0.20048 | 0.19046 | 0 | 0 | 2.9956 | 1.8576 | 1.1202 | 0 | 1.1202 | 4.2208 | 70.3464 | 0.20992 | 2.0795 | 1.0565 | 1.7 | 3.1783
2007-09-12 11:00 | 0.97187 | 73.9559 | -72.0699 | 15.7427 | 0.97403 | 1.7377 | 3.7728 | 3.08 | 1.7 | 0 | 0.5202 | 3.08 | 56.4179 | 0 | 0.69282 | 1.0701 | 1.7377 | 1.4526 | 1.38 | 0 | 0 | 1.8755 | 2.8658 | 0.28504 | 0 | 0.28504 | 4.4912 | 74.8532 | 0.20988 | 4.1501 | 1.3901 | 1.7 | 4.6034
2007-09-12 12:00 | 0.93612 | 84.7937 | -3.0819 | 3.8439 | 0.9382 | 1.6737 | 1.9702 | 1.9702 | 1.7 | 0 | 0.5202 | 1.9702 | 84.951 | 0 | 0 | 0 | 1.6737 | 0.28447 | 0.27024 | 0 | 0 | 1.5904 | 3.1223 | 1.3893 | 0 | 1.3893 | 5.8092 | 96.8196 | 0.20991 | 2.1673 | 1.339 | 1.7 | 4.7961
2007-09-12 13:00 | 0.69017 | 74.4814 | 71.3679 | 15.2003 | 0.6897 | 1.2304 | 0.98737 | 0.98737 | 0 | 0 | 0 | 0.98737 | 124.6167 | 0 | 0 | 0 | 1.2304 | 1.0393 | 0.98737 | 0 | 0 | 0.20115 | 4.3727 | 0.19109 | 0 | 0.19109 | 5.9905 | 99.841 | 0.20988 | 1.0861 | 0.98435 | 0 | 5.6031
2007-09-12 14:00 | 0.78375 | 60.0269 | 81.9406 | 29.944 | 0.78421 | 1.399 | 1.0854 | 1.0854 | 0 | 0 | 0 | 1.0854 | 128.8938 | 0.24643 | 0 | 0 | 1.399 | 1.1425 | 1.0854 | 0 | 0 | 0.010057 | 4.5446 | 0.010057 | 0 | 0.010057 | 6 | 100 | 0.20988 | 1.194 | 1.1192 | 0 | 5.9437
2007-09-12 15:00 | 0.77908 | 45.2881 | 86.3041 | 44.8496 | 0.77805 | 1.388 | 0.31651 | 0.31651 | 0 | 0 | 0 | 0.31651 | 438.5429 | 1.0549 | 0 | 0 | 1.388 | 0.33317 | 0.31651 | 0 | 0 | 0 | 4.5537 | 0 | 0 | 0 | 6 | 100 | 0.20988 | 0.34817 | 1.1104 | 0 | 5.9417
2007-09-12 16:00 | 0.51053 | 30.486 | 89.1299 | 59.7953 | 0.507 | 0.90448 | 0.22497 | 0.22497 | 0 | 0 | 0 | 0.22497 | 402.0462 | 0.66767 | 0 | 0 | 0.90448 | 0.23681 | 0.22497 | 0 | 0 | 0 | 4.5537 | 0 | 0 | 0 | 6 | 100 | 0.20988 | 0.24747 | 0.72359 | 0 | 5.4582
2007-09-12 17:00 | 0.20281 | 15.6726 | 91.4611 | 74.7557 | 0.19933 | 0.3556 | 1.8972 | 1.8972 | 1.5594 | 0 | 0.48182 | 1.8972 | 18.7432 | 1.1102e-16 | 0 | 0 | 0.3556 | 0.3556 | 0.33782 | 0 | 0 | 0 | 4.5537 | 0 | 0 | 0 | 6 | 100 | 0.20988 | 2.087 | 0.28448 | 1.7 | 4.9093
2007-09-12 18:00 | 0.026213 | 0.87399 | 93.7271 | 89.7215 | 0.018926 | 0.033765 | 1.7973 | 1.7973 | 1.7 | 0 | 0.5202 | 1.7973 | 1.8787 | 0 | 0 | 0 | 0.033765 | 0.10238 | 0.097261 | 0 | 0 | 0 | 4.5537 | 0 | 0.068615 | -0.068615 | 5.9277 | 98.7946 | 0.20988 | 1.977 | 0.027012 | 1.7 | 4.5875
2007-09-12 19:00 | 0 | 0 | 96.2387 | 90 | 0 | 0 | 2.4942 | 2.4942 | 1.7 | 0 | 0.5202 | 2.4942 | 0 | 0 | 0 | 0 | 0 | 0.83605 | 0.79425 | 0 | 0 | 0.076239 | 4.4851 | 0 | 0.83605 | -0.83605 | 5.0464 | 84.1067 | 0.20988 | 2.7437 | 0 | 1.7 | 4.4851
2007-09-12 20:00 | 0 | 0 | 99.3892 | 90 | 0 | 0 | 1.9494 | 1.9494 | 1.7 | 0 | 0.5202 | 1.9494 | 0 | 0 | 0 | 0 | 0 | 0.26258 | 0.24945 | 0 | 0 | 1.0052 | 3.649 | 0 | 0.26258 | -0.26258 | 4.7696 | 79.4937 | 0.20988 | 2.1444 | 0 | 1.7 | 3.649
2007-09-12 21:00 | 0 | 0 | 103.9257 | 90 | 0 | 0 | 3.0251 | 3.0251 | 1.7 | 0 | 0.5202 | 3.0251 | 0 | 0 | 0 | 0.24758 | 0 | 1.3948 | 1.3251 | 0 | 0 | 1.2969 | 3.3864 | 0 | 1.3948 | -1.3948 | 3.2994 | 54.9894 | 0.20988 | 3.3276 | 0 | 1.7 | 3.3864
2007-09-12 22:00 | 0 | 0 | 111.758 | 90 | 0 | 0 | 0.38385 | 0.38385 | 1.7 | 0 | 0.5202 | 0.38385 | 0 | 0 | 0 | 0 | 0 | 0 | 0 | 1.3162 | 1.2503 | 2.8467 | 1.9916 | 1.2503 | 0 | 1.2503 | 4.4856 | 74.7591 | 0.20997 | 0.42223 | 0 | 1.7 | 1.9916
2007-09-12 23:00 | 0 | 0 | 129.4799 | 90 | 0 | 0 | 0.57789 | 0.57789 | 1.7 | 0 | 0.5202 | 0.57789 | 0 | 0 | 0 | 0 | 0 | 0 | 0 | 1.1221 | 1.066 | 1.5964 | 3.1169 | 1.066 | 0 | 1.066 | 5.4969 | 91.614 | 0.21006 | 0.63568 | 0 | 1.7 | 3.1169
2007-09-13 | 0 | 0 | 179.132 | 90 | 0 | 0 | 0 | 0 | 0 | 0 | 0 | 0 | 0 | 0 | 0 | 0 | 0 | 0 | 0 | 0 | 0 | 0.53038 | 4.0763 | 0 | 0 | 0 | 5.4969 | 91.614 | 0.21006 | 0 | 0 | 0 | 4.0763
2007-09-13 01:00 | 0 | 0 | -129.469 | 90 | 0 | 0 | 0.33865 | 0.33865 | 0 | 0 | 0 | 0.33865 | 0 | 0 | 0 | 0 | 0 | 0.35648 | 0.33865 | 0 | 0 | 0.53038 | 4.0763 | 0 | 0.35648 | -0.35648 | 5.1211 | 85.3514 | 0.21006 | 0.37252 | 0 | 0 | 4.0763
2007-09-13 02:00 | 0 | 0 | -111.4148 | 90 | 0 | 0 | 0.30492 | 0.30492 | 0 | 0 | 0 | 0.30492 | 0 | 0 | 5.5511e-17 | 0 | 0 | 0.32097 | 0.30492 | 0 | 0 | 0.92646 | 3.7199 | 0 | 0.32097 | -0.32097 | 4.7828 | 79.7125 | 0.21006 | 0.33542 | 0 | 0 | 3.7199
2007-09-13 03:00 | 0 | 0 | -103.5753 | 90 | 0 | 0 | 0.10423 | 0.10423 | 0 | 0 | 0 | 0.10423 | 0 | 0 | 1.3878e-17 | 0 | 0 | 0.10971 | 0.10423 | 0 | 0 | 1.2831 | 3.3989 | 0 | 0.10971 | -0.10971 | 4.6671 | 77.785 | 0.21006 | 0.11465 | 0 | 0 | 3.3989
2007-09-13 04:00 | 0 | 0 | -99.0584 | 90 | 0 | 0 | 0.63325 | 0.63325 | 0 | 0 | 0 | 0.63325 | 0 | 0 | 0 | 0 | 0 | 0.66658 | 0.63325 | 0 | 0 | 1.405 | 3.2892 | 0 | 0.66658 | -0.66658 | 3.9645 | 66.0746 | 0.21006 | 0.69657 | 0 | 0 | 3.2892
2007-09-13 05:00 | 0 | 0 | -95.9195 | 90 | 0 | 0 | 0.3152 | 0.3152 | 0 | 0 | 0 | 0.3152 | 0 | 0 | 0 | 0 | 0 | 0.33179 | 0.3152 | 0 | 0 | 2.1456 | 2.6226 | 0 | 0.33179 | -0.33179 | 3.6147 | 60.2456 | 0.21006 | 0.34672 | 0 | 0 | 2.6226
2007-09-13 06:00 | 0.029151 | 0.3509 | -93.4061 | 90.1879 | 0.007868 | 0.014036 | 0 | 0 | 0 | 0 | 0 | 0 | 0 | 0 | 0 | 0 | 0.014036 | 0 | 0 | 0 | 0 | 2.5143 | 2.2908 | 0.014036 | 0 | 0.014036 | 3.6281 | 60.4676 | 0.21006 | 0 | 0.011229 | 0 | 2.3049
2007-09-13 07:00 | 0.23293 | 15.1531 | -91.1222 | 75.2152 | 0.22841 | 0.40747 | 2.8094 | 2.8094 | 1.7 | 0 | 0.5202 | 2.8094 | 14.5041 | 4.4409e-16 | 0 | 0.01031 | 0.40747 | 1.1678 | 1.1094 | 0 | 0 | 2.5003 | 2.3035 | 0 | 0.76029 | -0.76029 | 2.8266 | 47.1107 | 0.21006 | 3.0903 | 0.32598 | 1.7 | 2.7109
2007-09-13 08:00 | 0.4785 | 29.9667 | -88.7514 | 60.2468 | 0.47603 | 0.84924 | 0.072973 | 0.072973 | 1.5256 | 0 | 0.47259 | 0.072973 | 1163.77 | 0 | 0 | 0 | 0.84924 | 0 | 0 | 1.4526 | 1.38 | 3.345 | 1.5432 | 2.2292 | 0 | 2.2292 | 4.9415 | 82.3581 | 0.20996 | 0.080271 | 0.67939 | 1.7 | 2.3924
2007-09-13 09:00 | 0.72533 | 44.7642 | -85.8518 | 45.2898 | 0.72532 | 1.294 | 2.5545 | 2.5545 | 1.7 | 0 | 0.5202 | 2.5545 | 50.6548 | 0 | 0 | 0 | 1.294 | 0.89946 | 0.85449 | 0 | 0 | 1.1158 | 3.5495 | 0.39451 | 0 | 0.39451 | 5.3158 | 88.5958 | 0.20998 | 2.8099 | 1.0352 | 1.7 | 4.8435
2007-09-13 10:00 | 0.89371 | 59.4891 | -81.3535 | 30.364 | 0.89576 | 1.598 | 0 | 0 | 0 | 0 | 0 | 0 | 0 | 0.87677 | 0 | 0 | 1.598 | 0 | 0 | 0 | 0 | 0.72126 | 3.9046 | 0.72126 | 0 | 0.72126 | 6 | 100 | 0.20987 | 0 | 1.2784 | 0 | 5.5026
2007-09-13 11:00 | 1.0825 | 73.9041 | -70.6025 | 15.562 | 1.0863 | 1.9379 | 0.74537 | 0.74537 | 0 | 0 | 0 | 0.74537 | 259.9931 | 1.1533 | 0 | 0 | 1.9379 | 0.7846 | 0.74537 | 0 | 0 | 0 | 4.5537 | 0 | 0 | 0 | 6 | 100 | 0.20987 | 0.81991 | 1.5503 | 0 | 6.4916
2007-09-13 12:00 | 0.95387 | 84.3992 | -1.9156 | 3.4399 | 0.95704 | 1.7074 | 0 | 0 | 0 | 0 | 0 | 0 | 0 | 1.7074 | 0 | 0 | 1.7074 | 0 | 0 | 0 | 0 | 0 | 4.5537 | 0 | 0 | 0 | 6 | 100 | 0.20987 | 0 | 1.3659 | 0 | 6.261
2007-09-13 13:00 | 0.90899 | 74.2525 | 70.1079 | 15.1972 | 0.91166 | 1.6264 | 2.1639 | 2.1639 | 0.78389 | 0 | 0.2701 | 2.1639 | 75.1608 | 0.17377 | 0 | 0 | 1.6264 | 1.4526 | 1.38 | 0 | 0 | 0 | 4.5537 | 0 | 0 | 0 | 6 | 100 | 0.20987 | 2.3803 | 1.3011 | 1.7 | 6.1801
2007-09-13 14:00 | 0.63602 | 59.8547 | 81.1989 | 29.9921 | 0.63577 | 1.1342 | 0.43337 | 0.43337 | 0 | 0 | 0 | 0.43337 | 261.723 | 0.67804 | 0 | 0 | 1.1342 | 0.45617 | 0.43337 | 0 | 0 | 0 | 4.5537 | 0 | 0 | 0 | 6 | 100 | 0.20987 | 0.4767 | 0.90737 | 0 | 5.6879
2007-09-13 15:00 | 0.51533 | 45.1331 | 85.7662 | 44.9166 | 0.51438 | 0.91765 | 0.94022 | 0.94022 | 0 | 0 | 0 | 0.94022 | 97.5993 | 0 | 0 | 0 | 0.91765 | 0.98971 | 0.94022 | 0 | 0 | 0 | 4.5537 | 0 | 0.072057 | -0.072057 | 5.9241 | 98.7341 | 0.20987 | 1.0342 | 0.73412 | 0 | 5.4713
2007-09-13 16:00 | 0.37228 | 30.3364 | 88.6879 | 59.8731 | 0.37047 | 0.66092 | 0.88033 | 0.88033 | 0 | 0 | 0 | 0.88033 | 75.0765 | 0 | 1.1102e-16 | 0 | 0.66092 | 0.92666 | 0.88033 | 0 | 0 | 0.080064 | 4.4816 | 0 | 0.26574 | -0.26574 | 5.6439 | 94.0655 | 0.20987 | 0.96836 | 0.52873 | 0 | 5.1425
2007-09-13 17:00 | 0.19396 | 15.5229 | 91.0654 | 74.8414 | 0.19123 | 0.34116 | 0 | 0 | 0 | 0 | 0 | 0 | 0 | 0 | 0 | 0 | 0.34116 | 0 | 0 | 0 | 0 | 0.37533 | 4.2159 | 0.34116 | 0 | 0.34116 | 5.9676 | 99.4597 | 0.20981 | 0 | 0.27293 | 0 | 4.5571
2007-09-13 18:00 | 0.023145 | 0.72014 | 93.3476 | 89.814 | 0.017861 | 0.031864 | 0 | 0 | 0 | 0 | 0 | 0 | 0 | 0 | 0 | 0 | 0.031864 | 0 | 0 | 0 | 0 | 0.034169 | 4.5229 | 0.031864 | 0 | 0.031864 | 5.9978 | 99.9636 | 0.20981 | 0 | 0.025491 | 0 | 4.5548
2007-09-13 19:00 | 0 | 0 | 95.8512 | 90 | 0 | 0 | 1.6234 | 1.6234 | 1.6258 | 0 | 0.49994 | 1.6234 | 0 | 3.0358e-18 | 0 | 0 | 0 | 0 | 0 | 0.0024259 | 0.0023046 | 0.0023046 | 4.5516 | 0.0023046 | 0 | 0.0023046 | 6 | 100 | 0.20981 | 1.7857 | 0 | 1.7 | 4.5516
2007-09-13 20:00 | 0 | 0 | 98.9677 | 90 | 0 | 0 | 2.3206 | 2.3206 | 1.7 | 0 | 0.5202 | 2.3206 | 0 | 0 | 0 | 0 | 0 | 0.65329 | 0.62062 | 0 | 0 | 0 | 4.5537 | 0 | 0.65329 | -0.65329 | 5.3114 | 88.523 | 0.20981 | 2.5527 | 0 | 1.7 | 4.5537
2007-09-13 21:00 | 0 | 0 | 103.4348 | 90 | 0 | 0 | 2.9571 | 2.9571 | 1.7 | 0 | 0.5202 | 2.9571 | 0 | 0 | 0 | 0.1728 | 0 | 1.3233 | 1.2571 | 0 | 0 | 0.72587 | 3.9004 | 0 | 1.3233 | -1.3233 | 3.9166 | 65.2758 | 0.20981 | 3.2528 | 0 | 1.7 | 3.9004
2007-09-13 22:00 | 0 | 0 | 111.1445 | 90 | 0 | 0 | 0.39612 | 0.39612 | 1.7 | 0 | 0.5202 | 0.39612 | 0 | 2.2204e-16 | 0 | 0 | 0 | 0 | 0 | 1.3039 | 1.2387 | 2.1962 | 2.5772 | 1.2387 | 0 | 1.2387 | 5.0917 | 84.8611 | 0.2099 | 0.43573 | 0 | 1.7 | 2.5772
2007-09-13 23:00 | 0 | 0 | 128.7496 | 90 | 0 | 0 | 0.19619 | 0.19619 | 0 | 0 | 0 | 0.19619 | 0 | 0 | 2.7756e-17 | 0 | 0 | 0.20652 | 0.19619 | 0 | 0 | 0.95747 | 3.692 | 0 | 0.20652 | -0.20652 | 4.874 | 81.233 | 0.2099 | 0.21581 | 0 | 0 | 3.692
2007-09-14 | 0 | 0 | 179.5504 | 90 | 0 | 0 | 0.03001 | 0.03001 | 0 | 0 | 0 | 0.03001 | 0 | 0 | 3.4694e-18 | 0 | 0 | 0.031589 | 0.03001 | 0 | 0 | 1.1869 | 3.4854 | 0 | 0.031589 | -0.031589 | 4.8407 | 80.678 | 0.2099 | 0.033011 | 0 | 0 | 3.4854
2007-09-14 01:00 | 0 | 0 | -128.353 | 90 | 0 | 0 | 0.30471 | 0.30471 | 0 | 0 | 0 | 0.30471 | 0 | 0 | 5.5511e-17 | 0 | 0 | 0.32075 | 0.30471 | 0 | 0 | 1.222 | 3.4539 | 0 | 0.32075 | -0.32075 | 4.5026 | 75.0431 | 0.2099 | 0.33518 | 0 | 0 | 3.4539
2007-09-14 02:00 | 0 | 0 | -110.6544 | 90 | 0 | 0 | 0.44237 | 0.44237 | 0 | 0 | 0 | 0.44237 | 0 | 0 | 5.5511e-17 | 0 | 0 | 0.46565 | 0.44237 | 0 | 0 | 1.5784 | 3.1331 | 0 | 0.46565 | -0.46565 | 4.0118 | 66.8624 | 0.2099 | 0.48661 | 0 | 0 | 3.1331
2007-09-14 03:00 | 0 | 0 | -103.0085 | 90 | 0 | 0 | 0.13011 | 0.13011 | 0 | 0 | 0 | 0.13011 | 0 | 0 | 0 | 0 | 0 | 0.13696 | 0.13011 | 0 | 0 | 2.0958 | 2.6675 | 0 | 0.13696 | -0.13696 | 3.8674 | 64.4563 | 0.2099 | 0.14312 | 0 | 0 | 2.6675
2007-09-14 04:00 | 0 | 0 | -98.5886 | 90 | 0 | 0 | 0.54061 | 0.54061 | 0 | 0 | 0 | 0.54061 | 0 | 0 | 0 | 0 | 0 | 0.56906 | 0.54061 | 0 | 0 | 2.248 | 2.5305 | 0 | 0.56906 | -0.56906 | 3.2675 | 54.4589 | 0.2099 | 0.59467 | 0 | 0 | 2.5305
2007-09-14 05:00 | 0 | 0 | -95.4962 | 90 | 0 | 0 | 0.35059 | 0.35059 | 0 | 0 | 0 | 0.35059 | 0 | 0 | 0 | 0 | 0 | 0.36904 | 0.35059 | 0 | 0 | 2.8803 | 1.9614 | 0 | 0.36904 | -0.36904 | 2.8785 | 47.9756 | 0.2099 | 0.38564 | 0 | 0 | 1.9614
2007-09-14 06:00 | 0.025235 | 0.38034 | -92.9966 | 90.0946 | 0.012205 | 0.021774 | 0.71044 | 0.71044 | 0 | 0 | 0 | 0.71044 | 3.0649 | 0 | 0 | 0 | 0.021774 | 0.74783 | 0.71044 | 0 | 0 | 3.2903 | 1.5924 | 0 | 0.72606 | -0.72606 | 2.1132 | 35.2201 | 0.2099 | 0.78149 | 0.017419 | 0 | 1.6142
2007-09-14 07:00 | 0.17863 | 15.1863 | -90.6982 | 75.1159 | 0.17667 | 0.31518 | 2.6982 | 2.6982 | 1.7 | 0 | 0.5202 | 2.6982 | 11.6809 | 0 | 0 | 0.38513 | 0.31518 | 1.0508 | 0.99822 | 0 | 0 | 4.0971 | 0.86634 | 0 | 0.73558 | -0.73558 | 1.3378 | 22.2973 | 0.2099 | 2.968 | 0.25214 | 1.7 | 1.1815
2007-09-14 08:00 | 0.47462 | 29.9993 | -88.2789 | 60.1406 | 0.47312 | 0.84404 | 2.2912 | 2.2912 | 1.7 | 0 | 0.5202 | 2.2912 | 36.8391 | 0 | 0 | 0.53567 | 0.84404 | 0.62226 | 0.59115 | 0 | 0 | 4.9144 | 0.13077 | 0.22178 | 0 | 0.22178 | 1.5482 | 25.8039 | 0.20991 | 2.5203 | 0.67523 | 1.7 | 0.97481
2007-09-14 09:00 | 0.71291 | 44.79 | -85.2746 | 45.1743 | 0.71391 | 1.2736 | 1.1676 | 1.1676 | 1.7 | 0 | 0.5202 | 1.1676 | 109.0846 | 0 | 0 | 0 | 1.2736 | 0 | 0 | 0.53245 | 0.50582 | 4.6926 | 0.33037 | 1.7794 | 0 | 1.7794 | 3.2364 | 53.9393 | 0.20992 | 1.2843 | 1.0189 | 1.7 | 1.604
2007-09-14 10:00 | 0.90592 | 59.4947 | -80.5448 | 30.2325 | 0.90913 | 1.6219 | 2.3687 | 2.3687 | 1.7 | 0 | 0.5202 | 2.3687 | 68.4715 | 0 | 0 | 0 | 1.6219 | 0.70389 | 0.66869 | 0 | 0 | 2.9131 | 1.9319 | 0.91799 | 0 | 0.91799 | 4.1073 | 68.454 | 0.20994 | 2.6056 | 1.2975 | 1.7 | 3.5537
2007-09-14 11:00 | 1.0895 | 73.8425 | -69.1411 | 15.3892 | 1.0945 | 1.9525 | 1.6512 | 1.6512 | 1.6917 | 0 | 0.51794 | 1.6512 | 118.2462 | 0 | 0 | 0 | 1.9525 | 0 | 0 | 0.040491 | 0.038466 | 1.9951 | 2.7581 | 1.991 | 0 | 1.991 | 5.9961 | 99.9343 | 0.20992 | 1.8164 | 1.562 | 1.7 | 4.7106
2007-09-14 12:00 | 1.1471 | 84.0018 | -0.89731 | 3.0364 | 1.1527 | 2.0563 | 1.0196 | 1.0196 | 0 | 0 | 0 | 1.0196 | 201.6784 | 0.9789 | 0 | 0 | 2.0563 | 1.0733 | 1.0196 | 0 | 0 | 0.0041556 | 4.5499 | 0.0041556 | 0 | 0.0041556 | 6 | 100 | 0.20992 | 1.1216 | 1.6451 | 0 | 6.6063
2007-09-14 13:00 | 0.97635 | 74.0157 | 68.8811 | 15.2052 | 0.98063 | 1.7494 | 2.2201 | 2.2201 | 0.84007 | 0 | 0.28544 | 2.2201 | 78.8011 | 0.29681 | 0 | 0 | 1.7494 | 1.4526 | 1.38 | 0 | 0 | 0 | 4.5537 | 0 | 0 | 0 | 6 | 100 | 0.20992 | 2.4421 | 1.3996 | 1.7 | 6.3031
2007-09-14 14:00 | 0.69257 | 59.6776 | 80.4633 | 30.0458 | 0.69355 | 1.2373 | 1.4315 | 1.4315 | 0.425 | 0 | 0.17213 | 1.4315 | 86.4344 | 0.17784 | 0 | 0 | 1.2373 | 1.0595 | 1.0065 | 0 | 0 | 0 | 4.5537 | 0 | 0 | 0 | 6 | 100 | 0.20992 | 1.5746 | 0.98984 | 1.7 | 5.791
2007-09-14 15:00 | 0.44707 | 44.9748 | 85.2299 | 44.987 | 0.44607 | 0.79579 | 0.31092 | 0.31092 | 0 | 0 | 0 | 0.31092 | 255.9448 | 0.4685 | 0 | 0 | 0.79579 | 0.32729 | 0.31092 | 0 | 0 | 0 | 4.5537 | 0 | 0 | 0 | 6 | 100 | 0.20992 | 0.34201 | 0.63663 | 0 | 5.3495
2007-09-14 16:00 | 0.33345 | 30.1847 | 88.2462 | 59.9532 | 0.33214 | 0.59255 | 2.5407 | 2.5407 | 1.7 | 0 | 0.5202 | 2.5407 | 23.3223 | 0 | 0 | 0 | 0.59255 | 0.88492 | 0.84068 | 0 | 0 | 0 | 4.5537 | 0 | 0.29238 | -0.29238 | 5.6918 | 94.8635 | 0.20992 | 2.7947 | 0.47404 | 1.7 | 5.1462
2007-09-14 17:00 | 0.15667 | 15.3718 | 90.6694 | 74.9284 | 0.15532 | 0.27709 | 2.352 | 2.352 | 1.7 | 0 | 0.5202 | 2.352 | 11.781 | 0 | 0 | 0 | 0.27709 | 0.68634 | 0.65202 | 0 | 0 | 0.32486 | 4.2613 | 0 | 0.40924 | -0.40924 | 5.2604 | 87.6738 | 0.20992 | 2.5872 | 0.22167 | 1.7 | 4.5384
2007-09-14 18:00 | 0.022574 | 0.56556 | 92.9672 | 89.9071 | 0.016527 | 0.029483 | 0.76683 | 0.76683 | 0 | 0 | 0 | 0.76683 | 3.8448 | 0 | 0 | 0 | 0.029483 | 0.80719 | 0.76683 | 0 | 0 | 0.77958 | 3.8521 | 0 | 0.77771 | -0.77771 | 4.4407 | 74.0109 | 0.20992 | 0.84352 | 0.023587 | 0 | 3.8815
2007-09-14 19:00 | 0 | 0 | 95.4622 | 90 | 0 | 0 | 1.7267 | 1.7267 | 1.7 | 0 | 0.5202 | 1.7267 | 0 | 0 | 0 | 0 | 0 | 0.028081 | 0.026677 | 0 | 0 | 1.6437 | 3.0744 | 0 | 0.028081 | -0.028081 | 4.4111 | 73.5175 | 0.20992 | 1.8993 | 0 | 1.7 | 3.0744
2007-09-14 20:00 | 0 | 0 | 98.5439 | 90 | 0 | 0 | 0.22566 | 0.22566 | 1.6783 | 0 | 0.51427 | 0.22566 | 0 | 0 | 0 | 0 | 0 | 0 | 0 | 1.4526 | 1.38 | 1.6749 | 3.0463 | 1.38 | 0 | 1.38 | 5.7202 | 95.3372 | 0.20998 | 0.24822 | 0 | 1.7 | 3.0463
2007-09-14 21:00 | 0 | 0 | 102.9395 | 90 | 0 | 0 | 0.064453 | 0.064453 | 0 | 0 | 0 | 0.064453 | 0 | 0 | 1.3878e-17 | 0 | 0 | 0.067845 | 0.064453 | 0 | 0 | 0.2949 | 4.2883 | 0 | 0.067845 | -0.067845 | 5.6487 | 94.1453 | 0.20998 | 0.070898 | 0 | 0 | 4.2883
2007-09-14 22:00 | 0 | 0 | 110.5215 | 90 | 0 | 0 | 0.32858 | 0.32858 | 0 | 0 | 0 | 0.32858 | 0 | 0 | 0 | 0 | 0 | 0.34588 | 0.32858 | 0 | 0 | 0.37029 | 4.2204 | 0 | 0.34588 | -0.34588 | 5.2841 | 88.0688 | 0.20998 | 0.36144 | 0 | 0 | 4.2204
2007-09-14 23:00 | 0 | 0 | 127.9942 | 90 | 0 | 0 | 0.58251 | 0.58251 | 0 | 0 | 0 | 0.58251 | 0 | 0 | 0 | 0 | 0 | 0.61317 | 0.58251 | 0 | 0 | 0.75459 | 3.8746 | 0 | 0.61317 | -0.61317 | 4.6378 | 77.2966 | 0.20998 | 0.64076 | 0 | 0 | 3.8746
2007-09-15 | 0 | 0 | 179.9992 | 90 | 0 | 0 | 0.2718 | 0.2718 | 0 | 0 | 0 | 0.2718 | 0 | 0 | 5.5511e-17 | 0 | 0 | 0.2861 | 0.2718 | 0 | 0 | 1.4359 | 3.2614 | 0 | 0.2861 | -0.2861 | 4.3362 | 72.2703 | 0.20998 | 0.29898 | 0 | 0 | 3.2614
2007-09-15 01:00 | 0 | 0 | -127.2135 | 90 | 0 | 0 | 0 | 0 | 0 | 0 | 0 | 0 | 0 | 0 | 0 | 0 | 0 | 0 | 0 | 0 | 0 | 1.7538 | 2.9753 | 0 | 0 | 0 | 4.3362 | 72.2703 | 0.20998 | 0 | 0 | 0 | 2.9753
2007-09-15 02:00 | 0 | 0 | -109.8894 | 90 | 0 | 0 | 0.28152 | 0.28152 | 0 | 0 | 0 | 0.28152 | 0 | 0 | 5.5511e-17 | 0 | 0 | 0.29633 | 0.28152 | 0 | 0 | 1.7538 | 2.9753 | 0 | 0.29633 | -0.29633 | 4.0239 | 67.0643 | 0.20998 | 0.30967 | 0 | 0 | 2.9753
2007-09-15 03:00 | 0 | 0 | -102.4401 | 90 | 0 | 0 | 0.45002 | 0.45002 | 0 | 0 | 0 | 0.45002 | 0 | 0 | 5.5511e-17 | 0 | 0 | 0.47371 | 0.45002 | 0 | 0 | 2.083 | 2.679 | 0 | 0.47371 | -0.47371 | 3.5245 | 58.7422 | 0.20998 | 0.49502 | 0 | 0 | 2.679
2007-09-15 04:00 | 0 | 0 | -98.1178 | 90 | 0 | 0 | 0.34296 | 0.34296 | 0 | 0 | 0 | 0.34296 | 0 | 0 | 5.5511e-17 | 0 | 0 | 0.36101 | 0.34296 | 0 | 0 | 2.6094 | 2.2052 | 0 | 0.36101 | -0.36101 | 3.144 | 52.3999 | 0.20998 | 0.37726 | 0 | 0 | 2.2052
2007-09-15 05:00 | 0 | 0 | -95.0719 | 90 | 0 | 0 | 0 | 0 | 0 | 0 | 0 | 0 | 0 | 0 | 0 | 0 | 0 | 0 | 0 | 0 | 0 | 3.0105 | 1.8442 | 0 | 0 | 0 | 3.144 | 52.3999 | 0.20998 | 0 | 0 | 0 | 1.8442
2007-09-15 06:00 | 0.005649 | 0.41006 | -92.5861 | 90.0009 | 0.0055558 | 0.0099116 | 0.39728 | 0.39728 | 0 | 0 | 0 | 0.39728 | 2.4949 | 0 | 5.5511e-17 | 0 | 0.0099116 | 0.41819 | 0.39728 | 0 | 0 | 3.0105 | 1.8442 | 0 | 0.40828 | -0.40828 | 2.7136 | 45.2272 | 0.20998 | 0.43701 | 0.0079293 | 0 | 1.8541
2007-09-15 07:00 | 0.073172 | 15.2191 | -90.2731 | 75.0169 | 0.072799 | 0.12987 | 0 | 0 | 0 | 0 | 0 | 0 | 0 | 0 | 0 | 0 | 0.12987 | 0 | 0 | 0 | 0 | 3.4641 | 1.436 | 0.12987 | 0 | 0.12987 | 2.8368 | 47.2806 | 0.20996 | 0 | 0.1039 | 0 | 1.5658
2007-09-15 08:00 | 0.066183 | 30.0306 | -87.805 | 60.0355 | 0.065861 | 0.1175 | 0.50647 | 0.50647 | 0 | 0 | 0 | 0.50647 | 23.1989 | 0 | 0 | 0 | 0.1175 | 0.53313 | 0.50647 | 0 | 0 | 3.3343 | 1.5528 | 0 | 0.41563 | -0.41563 | 2.3987 | 39.9787 | 0.20996 | 0.55712 | 0.093996 | 0 | 1.6703
2007-09-15 09:00 | 0.22377 | 44.8132 | -84.6955 | 45.061 | 0.22273 | 0.39735 | 1.2593 | 1.2593 | 1.7 | 0 | 0.5202 | 1.2593 | 31.5526 | 0 | 0 | 0 | 0.39735 | 0 | 0 | 0.44067 | 0.41864 | 3.7961 | 1.1372 | 0.81599 | 0 | 0.81599 | 3.1728 | 52.8806 | 0.21002 | 1.3853 | 0.31788 | 1.7 | 1.5346
2007-09-15 10:00 | 0.11321 | 59.4955 | -79.7341 | 30.1051 | 0.11267 | 0.201 | 1.3351 | 1.3351 | 1.7 | 0 | 0.5202 | 1.3351 | 15.0554 | 0 | 0 | 0 | 0.201 | 0 | 0 | 0.36493 | 0.34669 | 2.9801 | 1.8716 | 0.54768 | 0 | 0.54768 | 3.6924 | 61.5403 | 0.21006 | 1.4686 | 0.1608 | 1.7 | 2.0726
2007-09-15 11:00 | 0.06119 | 73.7711 | -67.6878 | 15.2246 | 0.060892 | 0.10863 | 2.8237 | 2.8237 | 1.7 | 0 | 0.5202 | 2.8237 | 3.8472 | 0 | 0 | 0.026016 | 0.10863 | 1.1828 | 1.1237 | 0 | 0 | 2.4324 | 2.3645 | 0 | 1.0742 | -1.0742 | 2.5602 | 42.6692 | 0.21006 | 3.106 | 0.086904 | 1.7 | 2.4731
2007-09-15 12:00 | 0.076742 | 83.6017 | -0.0014514 | 2.6342 | 0.076369 | 0.13624 | 2.436 | 2.436 | 1.7 | 0 | 0.5202 | 2.436 | 5.5927 | 0 | 4.4409e-16 | 0 | 0.13624 | 0.77479 | 0.73605 | 0 | 0 | 3.6259 | 1.2904 | 0 | 0.63855 | -0.63855 | 1.8871 | 31.4511 | 0.21006 | 2.6797 | 0.10899 | 1.7 | 1.4266
2007-09-15 13:00 | 0.084003 | 73.7713 | 67.6873 | 15.2242 | 0.083595 | 0.14913 | 1.4583 | 1.4583 | 1.7 | 0 | 0.5202 | 1.4583 | 10.2268 | 0 | 0 | 0 | 0.14913 | 0 | 0 | 0.24174 | 0.22965 | 4.3354 | 0.65181 | 0.37879 | 0 | 0.37879 | 2.2464 | 37.4403 | 0.21009 | 1.6041 | 0.11931 | 1.7 | 0.80095
2007-09-15 14:00 | 0.085314 | 59.4958 | 79.734 | 30.1047 | 0.0849 | 0.15146 | 2.5329 | 2.5329 | 1.7 | 0 | 0.5202 | 2.5329 | 5.9798 | 0 | 0 | 0.11434 | 0.15146 | 0.87674 | 0.83291 | 0 | 0 | 3.9566 | 0.99272 | 0 | 0.72528 | -0.72528 | 1.4819 | 24.6984 | 0.21009 | 2.7862 | 0.12117 | 1.7 | 1.1442
2007-09-15 15:00 | 0.14234 | 44.8135 | 84.6954 | 45.0607 | 0.14166 | 0.25272 | 0.93271 | 0.93271 | 1.7 | 0 | 0.5202 | 0.93271 | 27.0953 | 0 | 0 | 0 | 0.25272 | 0 | 0 | 0.76729 | 0.72892 | 4.7625 | 0.26744 | 0.98164 | 0 | 0.98164 | 2.4132 | 40.2195 | 0.21016 | 1.026 | 0.20218 | 1.7 | 0.52016
2007-09-15 16:00 | 0.044225 | 30.031 | 87.8049 | 60.0352 | 0.044009 | 0.078512 | 1.2401 | 1.2401 | 1.7 | 0 | 0.5202 | 1.2401 | 6.331 | 0 | 0 | 0 | 0.078512 | 0 | 0 | 0.45989 | 0.43689 | 3.7809 | 1.1509 | 0.51541 | 0 | 0.51541 | 2.9021 | 48.3687 | 0.2102 | 1.3641 | 0.06281 | 1.7 | 1.2294
2007-09-15 17:00 | 0.02416 | 15.2194 | 90.2731 | 75.0166 | 0.02404 | 0.042887 | 2.6058 | 2.6058 | 1.7 | 0 | 0.5202 | 2.6058 | 1.6458 | 0 | 0 | 0 | 0.042887 | 0.95351 | 0.90583 | 0 | 0 | 3.2655 | 1.6148 | 0 | 0.91062 | -0.91062 | 1.9423 | 32.3708 | 0.2102 | 2.8664 | 0.03431 | 1.7 | 1.6577
2007-09-15 18:00 | 0.026289 | 0.41038 | 92.5861 | 90.0006 | 0.011527 | 0.020564 | 0 | 0 | 1.4526 | 0 | 0.45267 | 0 | 0 | 0 | 0 | 0 | 0.020564 | 0 | 0 | 1.4526 | 1.38 | 4.2773 | 0.70416 | 1.4006 | 0 | 1.4006 | 3.2709 | 54.5157 | 0.21021 | 0 | 0.016451 | 1.7 | 0.72473
2007-09-15 19:00 | 0 | 0 | 95.0719 | 90 | 0 | 0 | 1.2109 | 1.2109 | 1.7 | 0 | 0.5202 | 1.2109 | 0 | 0 | 0 | 0 | 0 | 0 | 0 | 0.48912 | 0.46467 | 2.8767 | 1.9647 | 0.46467 | 0 | 0.46467 | 3.7118 | 61.8627 | 0.21025 | 1.332 | 0 | 1.7 | 1.9647
2007-09-15 20:00 | 0 | 0 | 98.1177 | 90 | 0 | 0 | 1.5942 | 1.5942 | 1.7 | 0 | 0.5202 | 1.5942 | 0 | 0 | 0 | 0 | 0 | 0 | 0 | 0.10585 | 0.10055 | 2.412 | 2.3829 | 0.10055 | 0 | 0.10055 | 3.8072 | 63.4526 | 0.21026 | 1.7536 | 0 | 1.7 | 2.3829
2007-09-15 21:00 | 0 | 0 | 102.44 | 90 | 0 | 0 | 1.973 | 1.973 | 1.7 | 0 | 0.5202 | 1.973 | 0 | 0 | 0 | 0 | 0 | 0.28733 | 0.27296 | 0 | 0 | 2.3115 | 2.4734 | 0 | 0.28733 | -0.28733 | 3.5043 | 58.4047 | 0.21026 | 2.1703 | 0 | 1.7 | 2.4734
2007-09-15 22:00 | 0 | 0 | 109.8891 | 90 | 0 | 0 | 0.43971 | 0.43971 | 1.7 | 0 | 0.5202 | 0.43971 | 0 | 0 | 0 | 0 | 0 | 0 | 0 | 1.2603 | 1.1973 | 2.6307 | 2.186 | 1.1973 | 0 | 1.1973 | 4.6401 | 77.3352 | 0.21036 | 0.48368 | 0 | 1.7 | 2.186
2007-09-15 23:00 | 0 | 0 | 127.2129 | 90 | 0 | 0 | 0 | 0 | 1.4526 | 0 | 0.45267 | 0 | 0 | 0 | 0 | 0 | 0 | 0 | 0 | 1.4526 | 1.38 | 1.4334 | 3.2636 | 1.38 | 0 | 1.38 | 5.9493 | 99.1549 | 0.21037 | 0 | 0 | 1.7 | 3.2636
2007-09-16 | 0 | 0 | -179.5187 | 90 | 0 | 0 | 0.026273 | 0.026273 | 0 | 0 | 0 | 0.026273 | 0 | 0 | 3.4694e-18 | 0 | 0 | 0.027655 | 0.026273 | 0 | 0 | 0.05345 | 4.5056 | 0 | 0.027655 | -0.027655 | 5.9202 | 98.669 | 0.21037 | 0.0289 | 0 | 0 | 4.5056
2007-09-16 01:00 | 0 | 0 | -126.0512 | 90 | 0 | 0 | 0.47204 | 0.47204 | 0 | 0 | 0 | 0.47204 | 0 | 0 | 5.5511e-17 | 0 | 0 | 0.49688 | 0.47204 | 0 | 0 | 0.084179 | 4.4779 | 0 | 0.49688 | -0.49688 | 5.3964 | 89.9397 | 0.21037 | 0.51924 | 0 | 0 | 4.4779
2007-09-16 02:00 | 0 | 0 | -109.1202 | 90 | 0 | 0 | 0.21582 | 0.21582 | 0 | 0 | 0 | 0.21582 | 0 | 0 | 2.7756e-17 | 0 | 0 | 0.22718 | 0.21582 | 0 | 0 | 0.63627 | 3.981 | 0 | 0.22718 | -0.22718 | 5.1569 | 85.9485 | 0.21037 | 0.23741 | 0 | 0 | 3.981
2007-09-16 03:00 | 0 | 0 | -101.8702 | 90 | 0 | 0 | 0.089027 | 0.089027 | 0 | 0 | 0 | 0.089027 | 0 | 0 | 0 | 0 | 0 | 0.093712 | 0.089027 | 0 | 0 | 0.8887 | 3.7539 | 0 | 0.093712 | -0.093712 | 5.0581 | 84.3022 | 0.21037 | 0.097929 | 0 | 0 | 3.7539
2007-09-16 04:00 | 0 | 0 | -97.6461 | 90 | 0 | 0 | 0.21259 | 0.21259 | 0 | 0 | 0 | 0.21259 | 0 | 0 | 2.7756e-17 | 0 | 0 | 0.22378 | 0.21259 | 0 | 0 | 0.99282 | 3.6602 | 0 | 0.22378 | -0.22378 | 4.8223 | 80.3707 | 0.21037 | 0.23385 | 0 | 0 | 3.6602
2007-09-16 05:00 | 0 | 0 | -94.6469 | 90 | 0 | 0 | 0.64334 | 0.64334 | 0 | 0 | 0 | 0.64334 | 0 | 0 | 1.1102e-16 | 0 | 0 | 0.6772 | 0.64334 | 0 | 0 | 1.2415 | 3.4364 | 0 | 0.6772 | -0.6772 | 4.1084 | 68.4736 | 0.21037 | 0.70767 | 0 | 0 | 3.4364
2007-09-16 06:00 | 0.0080462 | 0.43996 | -92.1748 | 89.9069 | 0.0078989 | 0.014092 | 0 | 0 | 0 | 0 | 0 | 0 | 0 | 0 | 0 | 0 | 0.014092 | 0 | 0 | 0 | 0 | 1.9939 | 2.7592 | 0.014092 | 0 | 0.014092 | 4.1218 | 68.6964 | 0.21037 | 0 | 0.011273 | 0 | 2.7733
2007-09-16 07:00 | 0.070003 | 15.2513 | -89.847 | 74.9184 | 0.069653 | 0.12426 | 0.84067 | 0.84067 | 0 | 0 | 0 | 0.84067 | 14.7811 | 0 | 0 | 0 | 0.12426 | 0.88492 | 0.84067 | 0 | 0 | 1.9798 | 2.7719 | 0 | 0.76066 | -0.76066 | 3.32 | 55.333 | 0.21037 | 0.92474 | 0.099409 | 0 | 2.8961
2007-09-16 08:00 | 0.18417 | 30.0604 | -87.3299 | 59.9317 | 0.18332 | 0.32705 | 0 | 0 | 0 | 0 | 0 | 0 | 0 | 0 | 0 | 0 | 0.32705 | 0 | 0 | 0 | 0 | 2.825 | 2.0112 | 0.32705 | 0 | 0.32705 | 3.6302 | 60.504 | 0.21032 | 0 | 0.26164 | 0 | 2.3382
2007-09-16 09:00 | 0.2545 | 44.8336 | -84.1149 | 44.95 | 0.25336 | 0.452 | 0.62051 | 0.62051 | 0 | 0 | 0 | 0.62051 | 72.8429 | 0 | 1.1102e-16 | 0 | 0.452 | 0.65317 | 0.62051 | 0 | 0 | 2.4979 | 2.3055 | 0 | 0.20117 | -0.20117 | 3.4182 | 56.9698 | 0.21032 | 0.68256 | 0.3616 | 0 | 2.7575
2007-09-16 10:00 | 0.32541 | 59.4914 | -78.9219 | 29.9819 | 0.32401 | 0.57804 | 0.66524 | 0.66524 | 0 | 0 | 0 | 0.66524 | 86.8924 | 0 | 0 | 0 | 0.57804 | 0.70025 | 0.66524 | 0 | 0 | 2.7215 | 2.1044 | 0 | 0.12221 | -0.12221 | 3.2894 | 54.8229 | 0.21032 | 0.73176 | 0.46243 | 0 | 2.6824
2007-09-16 11:00 | 0.080072 | 73.6898 | -66.2448 | 15.0688 | 0.079684 | 0.14216 | 0.79369 | 0.79369 | 0 | 0 | 0 | 0.79369 | 17.9106 | 0 | 0 | 0 | 0.14216 | 0.83547 | 0.79369 | 0 | 0 | 2.8573 | 1.9822 | 0 | 0.69331 | -0.69331 | 2.5586 | 42.6426 | 0.21032 | 0.87306 | 0.11372 | 0 | 2.1243
2007-09-16 12:00 | 0.11382 | 83.1996 | 0.79193 | 2.2347 | 0.11328 | 0.20208 | 0.80665 | 0.80665 | 0 | 0 | 0 | 0.80665 | 25.0525 | 0 | 1.1102e-16 | 0 | 0.20208 | 0.8491 | 0.80665 | 0 | 0 | 3.6276 | 1.2888 | 0 | 0.64702 | -0.64702 | 1.8765 | 31.2757 | 0.21032 | 0.88731 | 0.16167 | 0 | 1.4909
2007-09-16 13:00 | 0.20936 | 73.5199 | 66.5266 | 15.2544 | 0.20838 | 0.37174 | 3.4157 | 2.6629 | 1.7 | 0 | 0.5202 | 2.6629 | 13.9601 | 0 | 0.75283 | 1.3769 | 0.37174 | 1.0136 | 0.96289 | 0 | 0 | 4.3465 | 0.64183 | 0 | 0.64183 | -0.64183 | 1.2 | 20 | 0.21032 | 3.7573 | 0.29739 | 1.7 | 1.0136
2007-09-16 14:00 | 0.19302 | 59.3095 | 79.0113 | 30.169 | 0.19212 | 0.34274 | 0.80937 | 0.80937 | 1.7 | 0 | 0.5202 | 0.80937 | 42.3462 | 0 | 0 | 0 | 0.34274 | 0 | 0 | 0.89063 | 0.8461 | 5.0597 | 0 | 1.1888 | 0 | 1.1888 | 2.3278 | 38.7971 | 0.21041 | 0.89031 | 0.27419 | 1.7 | 0.34274
2007-09-16 15:00 | 0.13876 | 44.6492 | 84.163 | 45.1374 | 0.13811 | 0.24638 | 0.61311 | 0.61311 | 1.7 | 0 | 0.5202 | 0.61311 | 40.1849 | 0 | 0 | 0 | 0.24638 | 0 | 0 | 1.0869 | 1.0325 | 3.8708 | 1.07 | 1.2789 | 0 | 1.2789 | 3.5411 | 59.0186 | 0.21049 | 0.67443 | 0.1971 | 1.7 | 1.3163
2007-09-16 16:00 | 0.13602 | 29.8753 | 87.3642 | 60.1192 | 0.13537 | 0.2415 | 1.7297 | 1.7297 | 1.7 | 0 | 0.5202 | 1.7297 | 13.962 | 0 | 0 | 0 | 0.2415 | 0.031245 | 0.029683 | 0 | 0 | 2.5919 | 2.221 | 0.21025 | 0 | 0.21025 | 3.7406 | 62.343 | 0.21051 | 1.9027 | 0.1932 | 1.7 | 2.4625
2007-09-16 17:00 | 0.080274 | 15.0659 | 89.8766 | 75.1059 | 0.079871 | 0.14249 | 0.45229 | 0.45229 | 1.7 | 0 | 0.5202 | 0.45229 | 31.5036 | 0 | 0 | 0 | 0.14249 | 0 | 0 | 1.2477 | 1.1853 | 2.3816 | 2.4102 | 1.3278 | 0 | 1.3278 | 5.0003 | 83.3374 | 0.21058 | 0.49752 | 0.11399 | 1.7 | 2.5527
2007-09-16 18:00 | 0.027445 | 0.25474 | 92.2042 | 90.0944 | 0.0088307 | 0.015754 | 1.0879 | 1.0879 | 0 | 0 | 0 | 1.0879 | 1.4481 | 0 | 2.2204e-16 | 0 | 0.015754 | 1.1452 | 1.0879 | 0 | 0 | 1.0538 | 3.6052 | 0 | 1.1294 | -1.1294 | 3.8097 | 63.4955 | 0.21058 | 1.1967 | 0.012603 | 0 | 3.621
2007-09-16 19:00 | 0 | 0 | 94.6802 | 90 | 0 | 0 | 1.0815 | 1.0815 | 0 | 0 | 0 | 1.0815 | 0 | 0 | 2.2204e-16 | 0 | 0 | 1.1384 | 1.0815 | 0 | 0 | 2.3088 | 2.4758 | 0 | 1.1384 | -1.1384 | 2.6097 | 43.4956 | 0.21058 | 1.1896 | 0 | 0 | 2.4758
2007-09-16 20:00 | 0 | 0 | 97.6893 | 90 | 0 | 0 | 0.93645 | 0.93645 | 0 | 0 | 0 | 0.93645 | 0 | 0 | 1.1102e-16 | 0 | 0 | 0.98574 | 0.93645 | 0 | 0 | 3.5737 | 1.3374 | 0 | 0.98574 | -0.98574 | 1.5707 | 26.178 | 0.21058 | 1.0301 | 0 | 0 | 1.3374
2007-09-16 21:00 | 0 | 0 | 101.9363 | 90 | 0 | 0 | 2.7676 | 2.0341 | 1.7 | 0 | 0.5202 | 2.0341 | 0 | 0 | 0.73353 | 1.0103 | 0 | 0.35166 | 0.33407 | 0 | 0 | 4.6689 | 0.35166 | 0 | 0.35166 | -0.35166 | 1.2 | 20 | 0.21058 | 3.0444 | 0 | 1.7 | 0.35166
2007-09-16 22:00 | 0 | 0 | 109.2473 | 90 | 0 | 0 | 0.11949 | 0.11949 | 1.5721 | 0 | 0.48529 | 0.11949 | 0 | 4.4409e-16 | 0 | 0 | 0 | 0 | 0 | 1.4526 | 1.38 | 5.0597 | 0 | 1.38 | 0 | 1.38 | 2.5092 | 41.8197 | 0.21063 | 0.13144 | 0 | 1.7 | 0
2007-09-16 23:00 | 0 | 0 | 126.4043 | 90 | 0 | 0 | 0.286 | 0.286 | 1.7 | 0 | 0.5202 | 0.286 | 0 | 0 | 0 | 0 | 0 | 0 | 0 | 1.414 | 1.3433 | 3.6797 | 1.242 | 1.3433 | 0 | 1.3433 | 3.7836 | 63.0591 | 0.2107 | 0.3146 | 0 | 1.7 | 1.242
2007-09-17 | 0 | 0 | -179.0001 | 90 | 0 | 0 | 0.3173 | 0.3173 | 1.7 | 0 | 0.5202 | 0.3173 | 0 | 0 | 0 | 0 | 0 | 0 | 0 | 1.3827 | 1.3136 | 2.3363 | 2.451 | 1.3136 | 0 | 1.3136 | 5.0297 | 83.8284 | 0.21078 | 0.34903 | 0 | 1.7 | 2.451
2007-09-17 01:00 | 0 | 0 | -124.8668 | 90 | 0 | 0 | 0.26075 | 0.26075 | 0 | 0 | 0 | 0.26075 | 0 | 0 | 0 | 0 | 0 | 0.27447 | 0.26075 | 0 | 0 | 1.0228 | 3.6332 | 0 | 0.27447 | -0.27447 | 4.7404 | 79.0063 | 0.21078 | 0.28683 | 0 | 0 | 3.6332
2007-09-17 02:00 | 0 | 0 | -108.3473 | 90 | 0 | 0 | 0.59025 | 0.59025 | 0 | 0 | 0 | 0.59025 | 0 | 0 | 1.1102e-16 | 0 | 0 | 0.62132 | 0.59025 | 0 | 0 | 1.3278 | 3.3587 | 0 | 0.62132 | -0.62132 | 4.0855 | 68.0909 | 0.21078 | 0.64928 | 0 | 0 | 3.3587
2007-09-17 03:00 | 0 | 0 | -101.2992 | 90 | 0 | 0 | 0.05794 | 0.05794 | 0 | 0 | 0 | 0.05794 | 0 | 0 | 6.9389e-18 | 0 | 0 | 0.06099 | 0.05794 | 0 | 0 | 2.0181 | 2.7374 | 0 | 0.06099 | -0.06099 | 4.0212 | 67.0195 | 0.21078 | 0.063734 | 0 | 0 | 2.7374
2007-09-17 04:00 | 0 | 0 | -97.1737 | 90 | 0 | 0 | 0.57349 | 0.57349 | 0 | 0 | 0 | 0.57349 | 0 | 0 | 0 | 0 | 0 | 0.60368 | 0.57349 | 0 | 0 | 2.0859 | 2.6764 | 0 | 0.60368 | -0.60368 | 3.3848 | 56.4139 | 0.21078 | 0.63084 | 0 | 0 | 2.6764
2007-09-17 05:00 | 0 | 0 | -94.2214 | 90 | 0 | 0 | 0.68107 | 0.68107 | 0 | 0 | 0 | 0.68107 | 0 | 0 | 1.1102e-16 | 0 | 0 | 0.71692 | 0.68107 | 0 | 0 | 2.7566 | 2.0727 | 0 | 0.71692 | -0.71692 | 2.6291 | 43.819 | 0.21078 | 0.74918 | 0 | 0 | 2.0727
2007-09-17 06:00 | 0.01964 | 0.46996 | -91.7629 | 89.8126 | 0.017116 | 0.030535 | 0.25179 | 0.25179 | 0 | 0 | 0 | 0.25179 | 12.1269 | 0 | 5.5511e-17 | 0 | 0.030535 | 0.26505 | 0.25179 | 0 | 0 | 3.5532 | 1.3558 | 0 | 0.23451 | -0.23451 | 2.3819 | 39.6991 | 0.21078 | 0.27697 | 0.024428 | 0 | 1.3863
2007-09-17 07:00 | 0.11138 | 15.2828 | -89.4201 | 74.8203 | 0.11084 | 0.19774 | 0.73432 | 0.73432 | 0 | 0 | 0 | 0.73432 | 26.9281 | 0 | 0 | 0 | 0.19774 | 0.77296 | 0.73432 | 0 | 0 | 3.8138 | 1.1213 | 0 | 0.57523 | -0.57523 | 1.7756 | 29.5934 | 0.21078 | 0.80775 | 0.15819 | 0 | 1.319
2007-09-17 08:00 | 0.34919 | 30.0887 | -86.8537 | 59.8293 | 0.349 | 0.62262 | 0.52034 | 0.52034 | 0 | 0 | 0 | 0.52034 | 119.6579 | 0 | 0 | 0 | 0.62262 | 0.54772 | 0.52034 | 0 | 0 | 4.4529 | 0.54607 | 0.074901 | 0 | 0.074901 | 1.8467 | 30.7777 | 0.21077 | 0.57237 | 0.4981 | 0 | 1.1687
2007-09-17 09:00 | 0.49539 | 44.8512 | -83.5329 | 44.8416 | 0.4959 | 0.88469 | 0.79671 | 0.79671 | 1.7 | 0 | 0.5202 | 0.79671 | 111.0434 | 0 | 0 | 0 | 0.88469 | 0 | 0 | 0.90329 | 0.85813 | 4.378 | 0.61348 | 1.7428 | 0 | 1.7428 | 3.5 | 58.334 | 0.21079 | 0.87638 | 0.70775 | 1.7 | 1.4982
2007-09-17 10:00 | 0.59672 | 59.4823 | -78.1085 | 29.8631 | 0.59758 | 1.0661 | 0 | 0 | 1.4526 | 0 | 0.45267 | 0 | 0 | 0 | 0 | 0 | 1.0661 | 0 | 0 | 1.4526 | 1.38 | 2.6352 | 2.182 | 2.4461 | 0 | 2.4461 | 5.8206 | 97.0099 | 0.21064 | 0 | 0.85287 | 1.7 | 3.2481
2007-09-17 11:00 | 0.7026 | 73.5987 | -64.8141 | 14.9222 | 0.70455 | 1.2569 | 1.109 | 1.109 | 0 | 0 | 0 | 1.109 | 113.3385 | 0 | 0 | 0 | 1.2569 | 1.1674 | 1.109 | 0 | 0 | 0.18911 | 4.3835 | 0.089555 | 0 | 0.089555 | 5.9056 | 98.4259 | 0.21062 | 1.2199 | 1.0055 | 0 | 5.6404
2007-09-17 12:00 | 0.86835 | 82.7956 | 1.4986 | 1.8402 | 0.87366 | 1.5586 | 0 | 0 | 0 | 0 | 0 | 0 | 0 | 1.4591 | 0 | 0 | 1.5586 | 0 | 0 | 0 | 0 | 0.099558 | 4.4641 | 0.099558 | 0 | 0.099558 | 6 | 100 | 0.21061 | 0 | 1.2469 | 0 | 6.0227
2007-09-17 13:00 | 0.79161 | 73.2618 | 65.3984 | 15.2954 | 0.79558 | 1.4193 | 0 | 0 | 0 | 0 | 0 | 0 | 0 | 1.4193 | 0 | 0 | 1.4193 | 0 | 0 | 0 | 0 | 0 | 4.5537 | 0 | 0 | 0 | 6 | 100 | 0.21061 | 0 | 1.1355 | 0 | 5.973
2007-09-17 14:00 | 0.7241 | 59.1188 | 78.2954 | 30.2384 | 0.72765 | 1.2981 | 0 | 0 | 0 | 0 | 0 | 0 | 0 | 1.2981 | 0 | 0 | 1.2981 | 0 | 0 | 0 | 0 | 0 | 4.5537 | 0 | 0 | 0 | 6 | 100 | 0.21061 | 0 | 1.0385 | 0 | 5.8518
2007-09-17 15:00 | 0.37105 | 44.4822 | 83.6328 | 45.2173 | 0.37011 | 0.66028 | 1.3097 | 1.3097 | 0.68246 | 0 | 0.24241 | 1.3097 | 50.4136 | 0 | 0 | 0 | 0.66028 | 0.66028 | 0.62727 | 0 | 0 | 0 | 4.5537 | 0 | 0 | 0 | 6 | 100 | 0.21061 | 1.4407 | 0.52823 | 1.7 | 5.214
2007-09-17 16:00 | 0.29477 | 29.7178 | 86.9242 | 60.2051 | 0.29411 | 0.5247 | 1.0933 | 1.0933 | 0 | 0 | 0 | 1.0933 | 47.993 | 0 | 0 | 0 | 0.5247 | 1.1508 | 1.0933 | 0 | 0 | 0 | 4.5537 | 0 | 0.62612 | -0.62612 | 5.34 | 89.0001 | 0.21061 | 1.2026 | 0.41976 | 0 | 5.0784
2007-09-17 17:00 | 0.22331 | 14.9114 | 89.48 | 75.1961 | 0.22207 | 0.39617 | 2.1718 | 2.1718 | 1.7 | 0 | 0.5202 | 2.1718 | 18.2416 | 2.7756e-16 | 0 | 0 | 0.39617 | 0.4966 | 0.47177 | 0 | 0 | 0.69569 | 3.9276 | 0 | 0.10043 | -0.10043 | 5.2342 | 87.2357 | 0.21061 | 2.3889 | 0.31693 | 1.7 | 4.3237
2007-09-17 18:00 | 0.02195 | 0.098762 | 91.8217 | 90.1884 | 0.012605 | 0.022488 | 0 | 0 | 0 | 0 | 0 | 0 | 0 | 0 | 0 | 0 | 0.022488 | 0 | 0 | 0 | 0 | 0.80729 | 3.8271 | 0.022488 | 0 | 0.022488 | 5.2555 | 87.5913 | 0.2106 | 0 | 0.01799 | 0 | 3.8496
2007-09-17 19:00 | 0 | 0 | 94.2874 | 90 | 0 | 0 | 0.26617 | 0.26617 | 0 | 0 | 0 | 0.26617 | 0 | 0 | 5.5511e-17 | 0 | 0 | 0.28018 | 0.26617 | 0 | 0 | 0.7848 | 3.8474 | 0 | 0.28018 | -0.28018 | 4.9602 | 82.6691 | 0.2106 | 0.29278 | 0 | 0 | 3.8474
2007-09-17 20:00 | 0 | 0 | 97.2588 | 90 | 0 | 0 | 1.4364 | 1.4364 | 1.7 | 0 | 0.5202 | 1.4364 | 0 | 0 | 0 | 0 | 0 | 0 | 0 | 0.26364 | 0.25046 | 1.0961 | 3.5672 | 0.25046 | 0 | 0.25046 | 5.1978 | 86.6292 | 0.21062 | 1.58 | 0 | 1.7 | 3.5672
2007-09-17 21:00 | 0 | 0 | 101.4285 | 90 | 0 | 0 | 2.6256 | 2.6256 | 1.7 | 0 | 0.5202 | 2.6256 | 0 | 0 | 0 | 0 | 0 | 0.97432 | 0.9256 | 0 | 0 | 0.84565 | 3.7926 | 0 | 0.97432 | -0.97432 | 4.1707 | 69.5122 | 0.21062 | 2.8882 | 0 | 1.7 | 3.7926
2007-09-17 22:00 | 0 | 0 | 108.5961 | 90 | 0 | 0 | 0.33952 | 0.33952 | 1.7 | 0 | 0.5202 | 0.33952 | 0 | 0 | 0 | 0 | 0 | 0 | 0 | 1.3605 | 1.2925 | 1.9282 | 2.8183 | 1.2925 | 0 | 1.2925 | 5.3969 | 89.9476 | 0.21071 | 0.37348 | 0 | 1.7 | 2.8183
2007-09-17 23:00 | 0 | 0 | 125.5673 | 90 | 0 | 0 | 0.37221 | 0.37221 | 0 | 0 | 0 | 0.37221 | 0 | 0 | 0 | 0 | 0 | 0.3918 | 0.37221 | 0 | 0 | 0.63577 | 3.9815 | 0 | 0.3918 | -0.3918 | 4.9839 | 83.0645 | 0.21071 | 0.40943 | 0 | 0 | 3.9815
2007-09-18 | 0 | 0 | -178.4415 | 90 | 0 | 0 | 0.3693 | 0.3693 | 0 | 0 | 0 | 0.3693 | 0 | 0 | 0 | 0 | 0 | 0.38874 | 0.3693 | 0 | 0 | 1.0711 | 3.5897 | 0 | 0.38874 | -0.38874 | 4.5741 | 76.235 | 0.21071 | 0.40623 | 0 | 0 | 3.5897
2007-09-18 01:00 | 0 | 0 | -123.6612 | 90 | 0 | 0 | 0.39471 | 0.39471 | 0 | 0 | 0 | 0.39471 | 0 | 0 | 5.5511e-17 | 0 | 0 | 0.41548 | 0.39471 | 0 | 0 | 1.503 | 3.201 | 0 | 0.41548 | -0.41548 | 4.1362 | 68.9357 | 0.21071 | 0.43418 | 0 | 0 | 3.201
2007-09-18 02:00 | 0 | 0 | -107.5712 | 90 | 0 | 0 | 0 | 0 | 0 | 0 | 0 | 0 | 0 | 0 | 0 | 0 | 0 | 0 | 0 | 0 | 0 | 1.9647 | 2.7855 | 0 | 0 | 0 | 4.1362 | 68.9357 | 0.21071 | 0 | 0 | 0 | 2.7855
2007-09-18 03:00 | 0 | 0 | -100.7273 | 90 | 0 | 0 | 0 | 0 | 0 | 0 | 0 | 0 | 0 | 0 | 0 | 0 | 0 | 0 | 0 | 0 | 0 | 1.9647 | 2.7855 | 0 | 0 | 0 | 4.1362 | 68.9357 | 0.21071 | 0 | 0 | 0 | 2.7855
2007-09-18 04:00 | 0 | 0 | -96.7009 | 90 | 0 | 0 | 0.11653 | 0.11653 | 0 | 0 | 0 | 0.11653 | 0 | 0 | 1.3878e-17 | 0 | 0 | 0.12266 | 0.11653 | 0 | 0 | 1.9647 | 2.7855 | 0 | 0.12266 | -0.12266 | 4.0069 | 66.7808 | 0.21071 | 0.12818 | 0 | 0 | 2.7855
2007-09-18 05:00 | 0 | 0 | -93.7953 | 90 | 0 | 0 | 0.44815 | 0.44815 | 0 | 0 | 0 | 0.44815 | 0 | 0 | 0 | 0 | 0 | 0.47174 | 0.44815 | 0 | 0 | 2.101 | 2.6628 | 0 | 0.47174 | -0.47174 | 3.5096 | 58.4933 | 0.21071 | 0.49297 | 0 | 0 | 2.6628
2007-09-18 06:00 | 0.0083395 | 0.49995 | -91.3504 | 89.7182 | 0.0082357 | 0.014693 | 0.14558 | 0.14558 | 0 | 0 | 0 | 0.14558 | 10.0926 | 0 | 0 | 0 | 0.014693 | 0.15324 | 0.14558 | 0 | 0 | 2.6251 | 2.1911 | 0 | 0.13855 | -0.13855 | 3.3636 | 56.0592 | 0.21071 | 0.16014 | 0.011754 | 0 | 2.2058
2007-09-18 07:00 | 0.17738 | 15.3135 | -88.9925 | 74.7229 | 0.17684 | 0.31548 | 0.84018 | 0.84018 | 0 | 0 | 0 | 0.84018 | 37.5489 | 0 | 1.1102e-16 | 0 | 0.31548 | 0.8844 | 0.84018 | 0 | 0 | 2.7791 | 2.0525 | 0 | 0.56892 | -0.56892 | 2.7639 | 46.0643 | 0.21071 | 0.9242 | 0.25238 | 0 | 2.368
2007-09-18 08:00 | 0.29576 | 30.1151 | -86.3766 | 59.7284 | 0.29528 | 0.52679 | 1.536 | 1.536 | 1.7 | 0 | 0.5202 | 1.536 | 34.2963 | 0 | 0 | 0 | 0.52679 | 0 | 0 | 0.16401 | 0.15581 | 3.4112 | 1.4836 | 0.6826 | 0 | 0.6826 | 3.4114 | 56.8571 | 0.21075 | 1.6896 | 0.42143 | 1.7 | 2.0104
2007-09-18 09:00 | 0.23441 | 44.8659 | -82.9498 | 44.7359 | 0.23337 | 0.41632 | 0 | 0 | 1.4526 | 0 | 0.45267 | 0 | 0 | 0 | 0 | 0 | 0.41632 | 0 | 0 | 1.4526 | 1.38 | 2.7286 | 2.0979 | 1.7963 | 0 | 1.7963 | 5.1156 | 85.2594 | 0.2107 | 0 | 0.33306 | 1.7 | 2.5143
2007-09-18 10:00 | 0.47304 | 59.4682 | -77.2947 | 29.749 | 0.47228 | 0.84255 | 1.1886 | 1.1886 | 0 | 0 | 0 | 1.1886 | 70.8874 | 0 | 0 | 0 | 0.84255 | 1.2511 | 1.1886 | 0 | 0 | 0.93228 | 3.7146 | 0 | 0.40858 | -0.40858 | 4.6849 | 78.0813 | 0.2107 | 1.3074 | 0.67404 | 0 | 4.5572
2007-09-18 11:00 | 0.53845 | 73.4979 | -63.3977 | 14.7854 | 0.5378 | 0.95943 | 0 | 0 | 0 | 0 | 0 | 0 | 0 | 0 | 0 | 0 | 0.95943 | 0 | 0 | 0 | 0 | 1.3863 | 3.3061 | 0.95943 | 0 | 0.95943 | 5.5951 | 93.2512 | 0.21055 | 0 | 0.76754 | 0 | 4.2655
2007-09-18 12:00 | 0.56634 | 82.3902 | 2.1312 | 1.4555 | 0.56581 | 1.0094 | 0.58813 | 0.58813 | 0 | 0 | 0 | 0.58813 | 171.6288 | 0 | 0 | 0 | 1.0094 | 0.61908 | 0.58813 | 0 | 0 | 0.42683 | 4.1695 | 0.39032 | 0 | 0.39032 | 5.9654 | 99.4227 | 0.21049 | 0.64694 | 0.80752 | 0 | 5.1789
2007-09-18 13:00 | 0.46719 | 72.9974 | 64.3025 | 15.3473 | 0.46591 | 0.83119 | 0.89761 | 0.89761 | 0 | 0 | 0 | 0.89761 | 92.5998 | 0 | 1.1102e-16 | 0 | 0.83119 | 0.94486 | 0.89761 | 0 | 0 | 0.036513 | 4.5208 | 0 | 0.11367 | -0.11367 | 5.8456 | 97.4257 | 0.21049 | 0.98738 | 0.66495 | 0 | 5.352
2007-09-18 14:00 | 0.19479 | 58.924 | 77.5866 | 30.3128 | 0.19388 | 0.34588 | 1.4026 | 1.4026 | 1.2287 | 0 | 0.39152 | 1.4026 | 24.6605 | 8.3267e-17 | 0 | 0 | 0.34588 | 0.18307 | 0.17392 | 0 | 0 | 0.16281 | 4.4072 | 0.16281 | 0 | 0.16281 | 6 | 100 | 0.2105 | 1.5428 | 0.2767 | 1.7 | 4.753
2007-09-18 15:00 | 0.17966 | 44.3125 | 83.105 | 45.3 | 0.17883 | 0.31902 | 0.59648 | 0.59648 | 0 | 0 | 0 | 0.59648 | 53.4847 | 0 | 0 | 0 | 0.31902 | 0.62787 | 0.59648 | 0 | 0 | 0 | 4.5537 | 0 | 0.30885 | -0.30885 | 5.6745 | 94.5741 | 0.2105 | 0.65613 | 0.25522 | 0 | 4.8727
2007-09-18 16:00 | 0.22251 | 29.5587 | 86.485 | 60.2926 | 0.22168 | 0.39547 | 1.9464 | 1.9464 | 1.7 | 0 | 0.5202 | 1.9464 | 20.3183 | 0 | 0 | 0 | 0.39547 | 0.25936 | 0.2464 | 0 | 0 | 0.34316 | 4.2448 | 0.13611 | 0 | 0.13611 | 5.8036 | 96.7262 | 0.21051 | 2.141 | 0.31638 | 1.7 | 4.6403
2007-09-18 17:00 | 0.049459 | 14.756 | 89.0835 | 75.2872 | 0.049219 | 0.087806 | 1.9492 | 1.9492 | 1.7 | 0 | 0.5202 | 1.9492 | 4.5048 | 0 | 0 | 0 | 0.087806 | 0.26229 | 0.24918 | 0 | 0 | 0.20705 | 4.3673 | 0 | 0.17449 | -0.17449 | 5.6197 | 93.6608 | 0.21051 | 2.1441 | 0.070245 | 1.7 | 4.4551
2007-09-18 18:00 | 0.015554 | 0 | 91.4388 | 90 | 0 | 0 | 0.29871 | 0.29871 | 0 | 0 | 0 | 0.29871 | 0 | 0 | 0 | 0 | 0 | 0.31443 | 0.29871 | 0 | 0 | 0.40093 | 4.1929 | 0 | 0.31443 | -0.31443 | 5.2882 | 88.1369 | 0.21051 | 0.32858 | 0 | 0 | 4.1929
2007-09-18 19:00 | 0 | 0 | 93.8935 | 90 | 0 | 0 | 0.83357 | 0.83357 | 0 | 0 | 0 | 0.83357 | 0 | 0 | 1.1102e-16 | 0 | 0 | 0.87745 | 0.83357 | 0 | 0 | 0.75029 | 3.8784 | 0 | 0.87745 | -0.87745 | 4.3633 | 72.7218 | 0.21051 | 0.91693 | 0 | 0 | 3.8784
2007-09-18 20:00 | 0 | 0 | 96.8262 | 90 | 0 | 0 | 0.64111 | 0.64111 | 0 | 0 | 0 | 0.64111 | 0 | 0 | 0 | 0 | 0 | 0.67486 | 0.64111 | 0 | 0 | 1.7252 | 3.001 | 0 | 0.67486 | -0.67486 | 3.652 | 60.8657 | 0.21051 | 0.70523 | 0 | 0 | 3.001
2007-09-18 21:00 | 0 | 0 | 100.9167 | 90 | 0 | 0 | 1.1445 | 1.1445 | 0 | 0 | 0 | 1.1445 | 0 | 0 | 0 | 0 | 0 | 1.2048 | 1.1445 | 0 | 0 | 2.4751 | 2.3261 | 0 | 1.2048 | -1.2048 | 2.382 | 39.7 | 0.21051 | 1.259 | 0 | 0 | 2.3261
2007-09-18 22:00 | 0 | 0 | 107.9354 | 90 | 0 | 0 | 0.32105 | 0.32105 | 0 | 0 | 0 | 0.32105 | 0 | 0 | 0 | 0 | 0 | 0.33794 | 0.32105 | 0 | 0 | 3.8137 | 1.1213 | 0 | 0.33794 | -0.33794 | 2.0258 | 33.763 | 0.21051 | 0.35315 | 0 | 0 | 1.1213
2007-09-18 23:00 | 0 | 0 | 124.7009 | 90 | 0 | 0 | 0.40121 | 0.40121 | 0 | 0 | 0 | 0.40121 | 0 | 0 | 5.5511e-17 | 0 | 0 | 0.42232 | 0.40121 | 0 | 0 | 4.1892 | 0.7834 | 0 | 0.42232 | -0.42232 | 1.5806 | 26.3435 | 0.21051 | 0.44133 | 0 | 0 | 0.7834
2007-09-19 | 0 | 0 | -177.8389 | 90 | 0 | 0 | 0.30952 | 0.30952 | 0 | 0 | 0 | 0.30952 | 0 | 0 | 5.5511e-17 | 0 | 0 | 0.32581 | 0.30952 | 0 | 0 | 4.6585 | 0.36108 | 0 | 0.32581 | -0.32581 | 1.2372 | 20.6197 | 0.21051 | 0.34047 | 0 | 0 | 0.36108
2007-09-19 01:00 | 0 | 0 | -122.4352 | 90 | 0 | 0 | 0.10634 | 0.10634 | 1.559 | 0 | 0.4817 | 0.10634 | 0 | 2.2204e-16 | 0 | 0 | 0 | 0 | 0 | 1.4526 | 1.38 | 5.0205 | 0.035273 | 1.38 | 0 | 1.38 | 2.5464 | 42.4393 | 0.21055 | 0.11698 | 0 | 1.7 | 0.035273
2007-09-19 02:00 | 0 | 0 | -106.7923 | 90 | 0 | 0 | 0 | 0 | 1.4526 | 0 | 0.45267 | 0 | 0 | 0 | 0 | 0 | 0 | 0 | 0 | 1.4526 | 1.38 | 3.6405 | 1.2773 | 1.38 | 0 | 1.38 | 3.8555 | 64.259 | 0.21057 | 0 | 0 | 1.7 | 1.2773
2007-09-19 03:00 | 0 | 0 | -100.1547 | 90 | 0 | 0 | 0.31834 | 0.31834 | 1.7 | 0 | 0.5202 | 0.31834 | 0 | 0 | 0 | 0 | 0 | 0 | 0 | 1.3817 | 1.3126 | 2.2605 | 2.5193 | 1.3126 | 0 | 1.3126 | 5.1008 | 85.0127 | 0.21065 | 0.35017 | 0 | 1.7 | 2.5193
2007-09-19 04:00 | 0 | 0 | -96.2276 | 90 | 0 | 0 | 0 | 0 | 0 | 0 | 0 | 0 | 0 | 0 | 0 | 0 | 0 | 0 | 0 | 0 | 0 | 0.94788 | 3.7006 | 0 | 0 | 0 | 5.1008 | 85.0127 | 0.21065 | 0 | 0 | 0 | 3.7006
2007-09-19 05:00 | 0 | 0 | -93.3689 | 90 | 0 | 0 | 0.29065 | 0.29065 | 0 | 0 | 0 | 0.29065 | 0 | 0 | 5.5511e-17 | 0 | 0 | 0.30595 | 0.29065 | 0 | 0 | 0.94788 | 3.7006 | 0 | 0.30595 | -0.30595 | 4.7783 | 79.6377 | 0.21065 | 0.31972 | 0 | 0 | 3.7006
2007-09-19 06:00 | 0.029772 | 0.52985 | -90.9374 | 89.6239 | 0.023795 | 0.04245 | 0.15238 | 0.15238 | 0 | 0 | 0 | 0.15238 | 27.8582 | 0 | 2.7756e-17 | 0 | 0.04245 | 0.1604 | 0.15238 | 0 | 0 | 1.2878 | 3.3946 | 0 | 0.11795 | -0.11795 | 4.6539 | 77.5655 | 0.21065 | 0.16762 | 0.03396 | 0 | 3.4371
2007-09-19 07:00 | 0.25305 | 15.3433 | -88.5644 | 74.6263 | 0.25364 | 0.4525 | 0.83452 | 0.83452 | 0 | 0 | 0 | 0.83452 | 54.2223 | 0 | 0 | 0 | 0.4525 | 0.87844 | 0.83452 | 0 | 0 | 1.4189 | 3.2767 | 0 | 0.42595 | -0.42595 | 4.205 | 70.0824 | 0.21065 | 0.91797 | 0.362 | 0 | 3.7292
2007-09-19 08:00 | 0.55185 | 30.1399 | -85.8988 | 59.6291 | 0.55599 | 0.99189 | 0 | 0 | 0 | 0 | 0 | 0 | 0 | 0 | 0 | 0 | 0.99189 | 0 | 0 | 0 | 0 | 1.8922 | 2.8507 | 0.99189 | 0 | 0.99189 | 5.1459 | 85.7656 | 0.21049 | 0 | 0.79351 | 0 | 3.8426
2007-09-19 09:00 | 0.67693 | 44.8775 | -82.3658 | 44.633 | 0.68254 | 1.2177 | 1.2244 | 1.2244 | 0 | 0 | 0 | 1.2244 | 99.4519 | 0 | 0 | 0 | 1.2177 | 1.2888 | 1.2244 | 0 | 0 | 0.90027 | 3.7435 | 0 | 0.071151 | -0.071151 | 5.0709 | 84.5156 | 0.21049 | 1.3468 | 0.97412 | 0 | 4.9611
2007-09-19 10:00 | 0.90166 | 59.4489 | -76.481 | 29.6397 | 0.91031 | 1.624 | 1.9015 | 1.9015 | 1.2891 | 0 | 0.40802 | 1.9015 | 85.4046 | 1.1102e-16 | 0 | 0 | 1.624 | 0.64468 | 0.61244 | 0 | 0 | 0.97932 | 3.6723 | 0.97932 | 0 | 0.97932 | 6 | 100 | 0.21051 | 2.0917 | 1.2992 | 1.7 | 5.2963
2007-09-19 11:00 | 1.057 | 73.3874 | -61.9976 | 14.6587 | 1.0676 | 1.9046 | 1.77 | 1.77 | 0.425 | 0 | 0.17213 | 1.77 | 107.6085 | 0.48888 | 0 | 0 | 1.9046 | 1.4157 | 1.345 | 0 | 0 | 0 | 4.5537 | 0 | 0 | 0 | 6 | 100 | 0.21051 | 1.9469 | 1.5237 | 1.7 | 6.4583
2007-09-19 12:00 | 1.0625 | 81.9834 | 2.6999 | 1.0917 | 1.0732 | 1.9146 | 1.0304 | 1.0304 | 0 | 0 | 0 | 1.0304 | 185.8112 | 0.82997 | 0 | 0 | 1.9146 | 1.0846 | 1.0304 | 0 | 0 | 0 | 4.5537 | 0 | 0 | 0 | 6 | 100 | 0.21051 | 1.1334 | 1.5317 | 0 | 6.4683
2007-09-19 13:00 | 0.9641 | 72.7271 | 63.2383 | 15.4098 | 0.97345 | 1.7366 | 0 | 0 | 0 | 0 | 0 | 0 | 0 | 1.7366 | 0 | 0 | 1.7366 | 0 | 0 | 0 | 0 | 0 | 4.5537 | 0 | 0 | 0 | 6 | 100 | 0.21051 | 0 | 1.3893 | 0 | 6.2903
2007-09-19 14:00 | 0.7477 | 58.7253 | 76.885 | 30.3922 | 0.75333 | 1.3439 | 1.3372 | 1.3372 | 0.425 | 0 | 0.17213 | 1.3372 | 100.501 | 0.38369 | 0 | 0 | 1.3439 | 0.96025 | 0.91224 | 0 | 0 | 0 | 4.5537 | 0 | 0 | 0 | 6 | 100 | 0.21051 | 1.471 | 1.0752 | 1.7 | 5.8976
2007-09-19 15:00 | 0.66718 | 44.1403 | 82.5796 | 45.3856 | 0.67267 | 1.2 | 1.1667 | 1.1667 | 0 | 0 | 0 | 1.1667 | 102.861 | 0 | 0 | 0 | 1.2 | 1.2281 | 1.1667 | 0 | 0 | 0 | 4.5537 | 0 | 0.028025 | -0.028025 | 5.9705 | 99.5076 | 0.21051 | 1.2833 | 0.96003 | 0 | 5.7537
2007-09-19 16:00 | 0.41126 | 29.3981 | 86.0467 | 60.3818 | 0.41327 | 0.73727 | 0.42503 | 0.42503 | 0 | 0 | 0 | 0.42503 | 173.4624 | 0.25873 | 0 | 0 | 0.73727 | 0.4474 | 0.42503 | 0 | 0 | 0.031139 | 4.5257 | 0.031139 | 0 | 0.031139 | 6 | 100 | 0.21051 | 0.46754 | 0.58982 | 0 | 5.2629
2007-09-19 17:00 | 0.13659 | 14.5999 | 88.6872 | 75.3791 | 0.13616 | 0.24291 | 0.15405 | 0.15405 | 0 | 0 | 0 | 0.15405 | 157.6761 | 0.080744 | 0 | 0 | 0.24291 | 0.16216 | 0.15405 | 0 | 0 | 0 | 4.5537 | 0 | 0 | 0 | 6 | 100 | 0.21051 | 0.16946 | 0.19432 | 0 | 4.7966
2007-09-19 18:00 | 0.017518 | 0 | 91.0554 | 90 | 0 | 0 | 0 | 0 | 0 | 0 | 0 | 0 | 0 | 0 | 0 | 0 | 0 | 0 | 0 | 0 | 0 | 0 | 4.5537 | 0 | 0 | 0 | 6 | 100 | 0.21051 | 0 | 0 | 0 | 4.5537
2007-09-19 19:00 | 0 | 0 | 93.4985 | 90 | 0 | 0 | 0.91894 | 0.91894 | 0 | 0 | 0 | 0.91894 | 0 | 0 | 0 | 0 | 0 | 0.96731 | 0.91894 | 0 | 0 | 0 | 4.5537 | 0 | 0.96731 | -0.96731 | 4.9804 | 83.0062 | 0.21051 | 1.0108 | 0 | 0 | 4.5537
2007-09-19 20:00 | 0 | 0 | 96.3917 | 90 | 0 | 0 | 1.7615 | 1.7615 | 1.7 | 0 | 0.5202 | 1.7615 | 0 | 0 | 0 | 0 | 0 | 0.064762 | 0.061524 | 0 | 0 | 1.0748 | 3.5864 | 0 | 0.064762 | -0.064762 | 4.9121 | 81.8685 | 0.21051 | 1.9377 | 0 | 1.7 | 3.5864
2007-09-19 21:00 | 0 | 0 | 100.4011 | 90 | 0 | 0 | 2.3528 | 2.3528 | 1.7 | 0 | 0.5202 | 2.3528 | 0 | 0 | 0 | 0 | 0 | 0.68713 | 0.65278 | 0 | 0 | 1.1467 | 3.5216 | 0 | 0.68713 | -0.68713 | 4.1878 | 69.7968 | 0.21051 | 2.5881 | 0 | 1.7 | 3.5216
2007-09-19 22:00 | 0 | 0 | 107.2654 | 90 | 0 | 0 | 0.00011611 | 0.00011611 | 1.4527 | 0 | 0.4527 | 0.00011611 | 0 | 4.4409e-16 | 0 | 0 | 0 | 0 | 0 | 1.4526 | 1.38 | 1.9102 | 2.8345 | 1.38 | 0 | 1.38 | 5.497 | 91.6165 | 0.21052 | 0.00012772 | 0 | 1.7 | 2.8345
2007-09-19 23:00 | 0 | 0 | 123.8039 | 90 | 0 | 0 | 0 | 0 | 0 | 0 | 0 | 0 | 0 | 0 | 0 | 0 | 0 | 0 | 0 | 0 | 0 | 0.53022 | 4.0765 | 0 | 0 | 0 | 5.497 | 91.6165 | 0.21052 | 0 | 0 | 0 | 4.0765
2007-09-20 | 0 | 0 | -177.1874 | 90 | 0 | 0 | 0.1376 | 0.1376 | 0 | 0 | 0 | 0.1376 | 0 | 0 | 0 | 0 | 0 | 0.14485 | 0.1376 | 0 | 0 | 0.53022 | 4.0765 | 0 | 0.14485 | -0.14485 | 5.3443 | 89.0718 | 0.21052 | 0.15136 | 0 | 0 | 4.0765
2007-09-20 01:00 | 0 | 0 | -121.1898 | 90 | 0 | 0 | 0.28068 | 0.28068 | 0 | 0 | 0 | 0.28068 | 0 | 0 | 0 | 0 | 0 | 0.29545 | 0.28068 | 0 | 0 | 0.69116 | 3.9316 | 0 | 0.29545 | -0.29545 | 5.0329 | 83.8813 | 0.21052 | 0.30874 | 0 | 0 | 3.9316
2007-09-20 02:00 | 0 | 0 | -106.0111 | 90 | 0 | 0 | 0 | 0 | 0 | 0 | 0 | 0 | 0 | 0 | 0 | 0 | 0 | 0 | 0 | 0 | 0 | 1.0194 | 3.6362 | 0 | 0 | 0 | 5.0329 | 83.8813 | 0.21052 | 0 | 0 | 0 | 3.6362
2007-09-20 03:00 | 0 | 0 | -99.5817 | 90 | 0 | 0 | 0.21069 | 0.21069 | 0 | 0 | 0 | 0.21069 | 0 | 0 | 2.7756e-17 | 0 | 0 | 0.22178 | 0.21069 | 0 | 0 | 1.0194 | 3.6362 | 0 | 0.22178 | -0.22178 | 4.7991 | 79.9851 | 0.21052 | 0.23176 | 0 | 0 | 3.6362
2007-09-20 04:00 | 0 | 0 | -95.7543 | 90 | 0 | 0 | 0.61514 | 0.61514 | 0 | 0 | 0 | 0.61514 | 0 | 0 | 0 | 0 | 0 | 0.64752 | 0.61514 | 0 | 0 | 1.2659 | 3.4144 | 0 | 0.64752 | -0.64752 | 4.1166 | 68.6095 | 0.21052 | 0.67665 | 0 | 0 | 3.4144
2007-09-20 05:00 | 0 | 0 | -92.9423 | 90 | 0 | 0 | 0.20179 | 0.20179 | 0 | 0 | 0 | 0.20179 | 0 | 0 | 2.7756e-17 | 0 | 0 | 0.21241 | 0.20179 | 0 | 0 | 1.9853 | 2.7669 | 0 | 0.21241 | -0.21241 | 3.8927 | 64.8778 | 0.21052 | 0.22197 | 0 | 0 | 2.7669
2007-09-20 06:00 | 0.034789 | 0.55956 | -90.5242 | 89.5297 | 0.029991 | 0.053503 | 0.45583 | 0.45583 | 0 | 0 | 0 | 0.45583 | 11.7377 | 0 | 5.5511e-17 | 0 | 0.053503 | 0.47982 | 0.45583 | 0 | 0 | 2.2213 | 2.5545 | 0 | 0.42631 | -0.42631 | 3.4433 | 57.3883 | 0.21052 | 0.50141 | 0.042803 | 0 | 2.608
2007-09-20 07:00 | 0.22063 | 15.3722 | -88.1359 | 74.5305 | 0.22158 | 0.39531 | 0.23825 | 0.23825 | 0 | 0 | 0 | 0.23825 | 165.9244 | 0 | 0 | 0 | 0.39531 | 0.25078 | 0.23825 | 0 | 0 | 2.695 | 2.1282 | 0.14452 | 0 | 0.14452 | 3.5804 | 59.6734 | 0.2105 | 0.26207 | 0.31625 | 0 | 2.5235
2007-09-20 08:00 | 0.38784 | 30.1627 | -85.4205 | 59.5316 | 0.38976 | 0.69533 | 1.166 | 1.166 | 0 | 0 | 0 | 1.166 | 59.633 | 0 | 0 | 0 | 0.69533 | 1.2274 | 1.166 | 0 | 0 | 2.5505 | 2.2583 | 0 | 0.53205 | -0.53205 | 3.0196 | 50.3262 | 0.2105 | 1.2826 | 0.55626 | 0 | 2.9536
2007-09-20 09:00 | 0.53384 | 44.8859 | -81.7814 | 44.533 | 0.53656 | 0.95722 | 2.0289 | 2.0289 | 1.7 | 0 | 0.5202 | 2.0289 | 47.1803 | 0 | 0 | 0 | 0.95722 | 0.34617 | 0.32886 | 0 | 0 | 3.1417 | 1.7262 | 0.61105 | 0 | 0.61105 | 3.5993 | 59.9877 | 0.21054 | 2.2317 | 0.76578 | 1.7 | 2.6834
2007-09-20 10:00 | 0.67272 | 59.4243 | -75.6677 | 29.5355 | 0.67684 | 1.2075 | 1.0544 | 1.0544 | 1.7 | 0 | 0.5202 | 1.0544 | 114.5227 | 0 | 0 | 0 | 1.2075 | 0 | 0 | 0.64565 | 0.61336 | 2.5306 | 2.2761 | 1.8208 | 0 | 1.8208 | 5.3267 | 88.7776 | 0.21054 | 1.1598 | 0.96598 | 1.7 | 3.4836
2007-09-20 11:00 | 0.72318 | 73.2675 | -60.6156 | 14.5425 | 0.72711 | 1.2972 | 1.1093 | 1.1093 | 0 | 0 | 0 | 1.1093 | 116.94 | 0 | 0 | 0 | 1.2972 | 1.1676 | 1.1093 | 0 | 0 | 0.70977 | 3.9149 | 0.12953 | 0 | 0.12953 | 5.4495 | 90.8256 | 0.21052 | 1.2202 | 1.0377 | 0 | 5.2121
2007-09-20 12:00 | 0.85221 | 81.5757 | 3.2131 | 0.77933 | 0.85944 | 1.5332 | 0.41276 | 0.41276 | 0 | 0 | 0 | 0.41276 | 371.4633 | 0.51852 | 0 | 0 | 1.5332 | 0.43448 | 0.41276 | 0 | 0 | 0.58024 | 4.0315 | 0.58024 | 0 | 0.58024 | 6 | 100 | 0.21043 | 0.45403 | 1.2266 | 0 | 5.5647
2007-09-20 13:00 | 0.8124 | 72.4514 | 62.2052 | 15.4827 | 0.81906 | 1.4612 | 0.56671 | 0.56671 | 0 | 0 | 0 | 0.56671 | 257.8397 | 0.86467 | 0 | 0 | 1.4612 | 0.59654 | 0.56671 | 0 | 0 | 0 | 4.5537 | 0 | 0 | 0 | 6 | 100 | 0.21043 | 0.62338 | 1.169 | 0 | 6.0149
2007-09-20 14:00 | 0.831 | 58.5228 | 76.1909 | 30.4763 | 0.83952 | 1.4977 | 1.5168 | 1.5168 | 0.425 | 0 | 0.17213 | 1.5168 | 98.7416 | 0.34845 | 0 | 0 | 1.4977 | 1.1493 | 1.0918 | 0 | 0 | 0 | 4.5537 | 0 | 0 | 0 | 6 | 100 | 0.21043 | 1.6685 | 1.1982 | 1.7 | 6.0514
2007-09-20 15:00 | 0.67269 | 43.9657 | 82.0569 | 45.4739 | 0.67927 | 1.2118 | 2.4146 | 2.4146 | 1.2633 | 0 | 0.40099 | 2.4146 | 50.1874 | 0 | 0 | 0 | 1.2118 | 1.2118 | 1.1512 | 0 | 0 | 0 | 4.5537 | 0 | 0 | 0 | 6 | 100 | 0.21043 | 2.656 | 0.96945 | 1.7 | 5.7655
2007-09-20 16:00 | 0.37463 | 29.2361 | 85.6094 | 60.4725 | 0.37641 | 0.67152 | 0 | 0 | 0 | 0 | 0 | 0 | 0 | 0.67152 | 0 | 0 | 0.67152 | 0 | 0 | 0 | 0 | 0 | 4.5537 | 0 | 0 | 0 | 6 | 100 | 0.21043 | 0 | 0.53721 | 0 | 5.2252
2007-09-20 17:00 | 0.19289 | 14.4432 | 88.2911 | 75.4715 | 0.19343 | 0.34509 | 1.4123 | 1.4123 | 1.0845 | 0 | 0.35216 | 1.4123 | 24.4343 | 1.6653e-16 | 0 | 0 | 0.34509 | 0.34509 | 0.32783 | 0 | 0 | 0 | 4.5537 | 0 | 0 | 0 | 6 | 100 | 0.21043 | 1.5535 | 0.27607 | 1.7 | 4.8988
2007-09-20 18:00 | 0.024408 | 0 | 90.6717 | 90 | 0 | 0 | 1.5995 | 1.5995 | 1.5995 | 0 | 0.49276 | 1.5995 | 0 | 0 | 0 | 0 | 0 | 0 | 0 | 0 | 0 | 0 | 4.5537 | 0 | 0 | 0 | 6 | 100 | 0.21043 | 1.7594 | 0 | 1.7 | 4.5537
2007-09-20 19:00 | 0 | 0 | 93.1027 | 90 | 0 | 0 | 0.74351 | 0.74351 | 0 | 0 | 0 | 0.74351 | 0 | 0 | 1.1102e-16 | 0 | 0 | 0.78264 | 0.74351 | 0 | 0 | 0 | 4.5537 | 0 | 0.78264 | -0.78264 | 5.175 | 86.2505 | 0.21043 | 0.81786 | 0 | 0 | 4.5537
2007-09-20 20:00 | 0 | 0 | 95.9554 | 90 | 0 | 0 | 1.0054 | 1.0054 | 0 | 0 | 0 | 1.0054 | 0 | 0 | 0 | 0 | 0 | 1.0583 | 1.0054 | 0 | 0 | 0.8696 | 3.7711 | 0 | 1.0583 | -1.0583 | 4.0595 | 67.6583 | 0.21043 | 1.1059 | 0 | 0 | 3.7711
2007-09-20 21:00 | 0 | 0 | 99.8817 | 90 | 0 | 0 | 0 | 0 | 0 | 0 | 0 | 0 | 0 | 0 | 0 | 0 | 0 | 0 | 0 | 0 | 0 | 2.0455 | 2.7128 | 0 | 0 | 0 | 4.0595 | 67.6583 | 0.21043 | 0 | 0 | 0 | 2.7128
2007-09-20 22:00 | 0 | 0 | 106.5861 | 90 | 0 | 0 | 0.13246 | 0.13246 | 0 | 0 | 0 | 0.13246 | 0 | 0 | 2.7756e-17 | 0 | 0 | 0.13943 | 0.13246 | 0 | 0 | 2.0455 | 2.7128 | 0 | 0.13943 | -0.13943 | 3.9125 | 65.2087 | 0.21043 | 0.14571 | 0 | 0 | 2.7128
2007-09-20 23:00 | 0 | 0 | 122.8752 | 90 | 0 | 0 | 0.26192 | 0.26192 | 0 | 0 | 0 | 0.26192 | 0 | 0 | 0 | 0 | 0 | 0.27571 | 0.26192 | 0 | 0 | 2.2004 | 2.5733 | 0 | 0.27571 | -0.27571 | 3.6219 | 60.365 | 0.21043 | 0.28812 | 0 | 0 | 2.5733
2007-09-21 | 0 | 0 | -176.4816 | 90 | 0 | 0 | 0 | 0 | 0 | 0 | 0 | 0 | 0 | 0 | 0 | 0 | 0 | 0 | 0 | 0 | 0 | 2.5067 | 2.2976 | 0 | 0 | 0 | 3.6219 | 60.365 | 0.21043 | 0 | 0 | 0 | 2.2976
2007-09-21 01:00 | 0 | 0 | -119.9261 | 90 | 0 | 0 | 0.22882 | 0.22882 | 0 | 0 | 0 | 0.22882 | 0 | 0 | 0 | 0 | 0 | 0.24086 | 0.22882 | 0 | 0 | 2.5067 | 2.2976 | 0 | 0.24086 | -0.24086 | 3.368 | 56.1335 | 0.21043 | 0.2517 | 0 | 0 | 2.2976
2007-09-21 02:00 | 0 | 0 | -105.2281 | 90 | 0 | 0 | 0.092146 | 0.092146 | 0 | 0 | 0 | 0.092146 | 0 | 0 | 1.3878e-17 | 0 | 0 | 0.096995 | 0.092146 | 0 | 0 | 2.7744 | 2.0568 | 0 | 0.096995 | -0.096995 | 3.2658 | 54.4295 | 0.21043 | 0.10136 | 0 | 0 | 2.0568
2007-09-21 03:00 | 0 | 0 | -99.0085 | 90 | 0 | 0 | 0.077371 | 0.077371 | 0 | 0 | 0 | 0.077371 | 0 | 0 | 0 | 0 | 0 | 0.081443 | 0.077371 | 0 | 0 | 2.8821 | 1.9598 | 0 | 0.081443 | -0.081443 | 3.1799 | 52.9987 | 0.21043 | 0.085108 | 0 | 0 | 1.9598
2007-09-21 04:00 | 0 | 0 | -95.2809 | 90 | 0 | 0 | 0.23973 | 0.23973 | 0 | 0 | 0 | 0.23973 | 0 | 0 | 2.7756e-17 | 0 | 0 | 0.25234 | 0.23973 | 0 | 0 | 2.9726 | 1.8783 | 0 | 0.25234 | -0.25234 | 2.9139 | 48.5655 | 0.21043 | 0.2637 | 0 | 0 | 1.8783
2007-09-21 05:00 | 0 | 0 | -92.5157 | 90 | 0 | 0 | 0.20062 | 0.20062 | 0 | 0 | 0 | 0.20062 | 0 | 0 | 2.7756e-17 | 0 | 0 | 0.21118 | 0.20062 | 0 | 0 | 3.253 | 1.626 | 0 | 0.21118 | -0.21118 | 2.6913 | 44.8555 | 0.21043 | 0.22068 | 0 | 0 | 1.626
2007-09-21 06:00 | 0.021671 | 0.58899 | -90.1109 | 89.4357 | 0.021361 | 0.038109 | 0.19941 | 0.19941 | 0 | 0 | 0 | 0.19941 | 19.1112 | 0 | 0 | 0 | 0.038109 | 0.2099 | 0.19941 | 0 | 0 | 3.4876 | 1.4148 | 0 | 0.17179 | -0.17179 | 2.5103 | 41.8374 | 0.21043 | 0.21935 | 0.030487 | 0 | 1.4529
2007-09-21 07:00 | 0.058734 | 15.3999 | -87.7071 | 74.4358 | 0.058462 | 0.1043 | 1.5276 | 1.5276 | 1.7 | 0 | 0.5202 | 1.5276 | 6.8275 | 0 | 0 | 0 | 0.1043 | 0 | 0 | 0.17241 | 0.16379 | 3.6785 | 1.243 | 0.26808 | 0 | 0.26808 | 2.7646 | 46.0762 | 0.21045 | 1.6804 | 0.083437 | 1.7 | 1.3473
2007-09-21 08:00 | 0.16263 | 30.1835 | -84.9418 | 59.4359 | 0.16192 | 0.28886 | 0.54328 | 0.54328 | 1.7 | 0 | 0.5202 | 0.54328 | 53.169 | 0 | 0 | 0 | 0.28886 | 0 | 0 | 1.1567 | 1.0989 | 3.4104 | 1.4843 | 1.3877 | 0 | 1.3877 | 4.0811 | 68.0183 | 0.21052 | 0.59761 | 0.23109 | 1.7 | 1.7731
2007-09-21 09:00 | 0.10731 | 44.8911 | -81.1965 | 44.4361 | 0.10681 | 0.19054 | 1.3519 | 1.3519 | 1.7 | 0 | 0.5202 | 1.3519 | 14.0948 | 0 | 0 | 0 | 0.19054 | 0 | 0 | 0.34812 | 0.33071 | 2.0227 | 2.7333 | 0.52126 | 0 | 0.52126 | 4.5756 | 76.26 | 0.21055 | 1.4871 | 0.15244 | 1.7 | 2.9238
2007-09-21 10:00 | 0.24142 | 59.3945 | -74.8556 | 29.4364 | 0.24034 | 0.42877 | 2.4381 | 2.4381 | 1.7 | 0 | 0.5202 | 2.4381 | 17.5863 | 1.1102e-16 | 0 | 0 | 0.42877 | 0.77691 | 0.73806 | 0 | 0 | 1.5015 | 3.2024 | 0 | 0.34814 | -0.34814 | 4.2086 | 70.1438 | 0.21055 | 2.6819 | 0.34301 | 1.7 | 3.6311
2007-09-21 11:00 | 0.28991 | 73.1382 | -59.2532 | 14.4373 | 0.28863 | 0.51491 | 1.5754 | 1.5754 | 1.7 | 0 | 0.5202 | 1.5754 | 32.6844 | 0 | 0 | 0 | 0.51491 | 0 | 0 | 0.1246 | 0.11837 | 1.8883 | 2.8542 | 0.63328 | 0 | 0.63328 | 4.8094 | 80.1568 | 0.21059 | 1.7329 | 0.41193 | 1.7 | 3.3692
2007-09-21 12:00 | 0.7834 | 81.1673 | 3.6777 | 0.60486 | 0.78918 | 1.4079 | 0.53242 | 0.53242 | 0 | 0 | 0 | 0.53242 | 264.4355 | 0 | 0 | 0 | 1.4079 | 0.56044 | 0.53242 | 0 | 0 | 1.255 | 3.4242 | 0.84746 | 0 | 0.84746 | 5.6134 | 93.5562 | 0.21046 | 0.58566 | 1.1263 | 0 | 4.8321
2007-09-21 13:00 | 0.65467 | 72.1705 | 61.2024 | 15.5658 | 0.65714 | 1.1723 | 2.7597 | 2.7597 | 1.7 | 0 | 0.5202 | 2.7597 | 42.4813 | 0 | 0 | 0 | 1.1723 | 1.1154 | 1.0597 | 0 | 0 | 0.40754 | 4.1869 | 0.056907 | 0 | 0.056907 | 5.6674 | 94.456 | 0.21047 | 3.0356 | 0.93787 | 1.7 | 5.3592
2007-09-21 14:00 | 0.39967 | 58.3168 | 75.5043 | 30.565 | 0.39861 | 0.71112 | 1.5166 | 1.5166 | 1.1742 | 0 | 0.37665 | 1.5166 | 46.8878 | 5.5511e-17 | 0 | 0 | 0.71112 | 0.36048 | 0.34246 | 0 | 0 | 0.35063 | 4.2381 | 0.35063 | 0 | 0.35063 | 6 | 100 | 0.21049 | 1.6683 | 0.5689 | 1.7 | 4.9492
2007-09-21 15:00 | 0.24413 | 43.789 | 81.5369 | 45.5648 | 0.2431 | 0.43369 | 0.65259 | 0.65259 | 0 | 0 | 0 | 0.65259 | 66.4571 | 0 | 0 | 0 | 0.43369 | 0.68694 | 0.65259 | 0 | 0 | 0 | 4.5537 | 0 | 0.25325 | -0.25325 | 5.7331 | 95.5509 | 0.21049 | 0.71785 | 0.34696 | 0 | 4.9874
2007-09-21 16:00 | 0.28138 | 29.0729 | 85.1733 | 60.5646 | 0.28138 | 0.50198 | 2.0495 | 2.0495 | 1.7 | 0 | 0.5202 | 2.0495 | 24.4922 | 0 | 0 | 0 | 0.50198 | 0.36794 | 0.34954 | 0 | 0 | 0.28138 | 4.3004 | 0.13404 | 0 | 0.13404 | 5.8602 | 97.6703 | 0.21049 | 2.2545 | 0.40158 | 1.7 | 4.8024
2007-09-21 17:00 | 0.17585 | 14.286 | 87.8953 | 75.5645 | 0.17651 | 0.3149 | 1.5427 | 1.5427 | 1.3836 | 0 | 0.43381 | 1.5427 | 20.4117 | 0 | 0 | 0 | 0.3149 | 0.16756 | 0.15918 | 0 | 0 | 0.14734 | 4.4211 | 0.14734 | 0 | 0.14734 | 6 | 100 | 0.2105 | 1.697 | 0.25192 | 1.7 | 4.736
2007-09-21 18:00 | 0.029271 | 0 | 90.2878 | 90 | 0 | 0 | 1.5899 | 1.5899 | 1.5899 | 0 | 0.49013 | 1.5899 | 0 | 0 | 0 | 0 | 0 | 0 | 0 | 0 | 0 | 0 | 4.5537 | 0 | 0 | 0 | 6 | 100 | 0.2105 | 1.7489 | 0 | 1.7 | 4.5537
2007-09-21 19:00 | 0 | 0 | 92.706 | 90 | 0 | 0 | 1.1006 | 1.1006 | 0 | 0 | 0 | 1.1006 | 0 | 0 | 2.2204e-16 | 0 | 0 | 1.1585 | 1.1006 | 0 | 0 | 0 | 4.5537 | 0 | 1.1585 | -1.1585 | 4.7788 | 79.6471 | 0.2105 | 1.2106 | 0 | 0 | 4.5537
2007-09-21 20:00 | 0 | 0 | 95.5173 | 90 | 0 | 0 | 0.68785 | 0.68785 | 0 | 0 | 0 | 0.68785 | 0 | 0 | 0 | 0 | 0 | 0.72406 | 0.68785 | 0 | 0 | 1.2872 | 3.3952 | 0 | 0.72406 | -0.72406 | 4.0156 | 66.9268 | 0.2105 | 0.75664 | 0 | 0 | 3.3952
2007-09-21 21:00 | 0 | 0 | 99.3587 | 90 | 0 | 0 | 0.33674 | 0.33674 | 0 | 0 | 0 | 0.33674 | 0 | 0 | 0 | 0 | 0 | 0.35446 | 0.33674 | 0 | 0 | 2.0917 | 2.6711 | 0 | 0.35446 | -0.35446 | 3.642 | 60.6996 | 0.2105 | 0.37041 | 0 | 0 | 2.6711
2007-09-21 22:00 | 0 | 0 | 105.8976 | 90 | 0 | 0 | 0.11796 | 0.11796 | 0 | 0 | 0 | 0.11796 | 0 | 0 | 1.3878e-17 | 0 | 0 | 0.12417 | 0.11796 | 0 | 0 | 2.4856 | 2.3167 | 0 | 0.12417 | -0.12417 | 3.5111 | 58.5181 | 0.2105 | 0.12976 | 0 | 0 | 2.3167
2007-09-21 23:00 | 0 | 0 | 121.9136 | 90 | 0 | 0 | 0.69951 | 0.69951 | 0 | 0 | 0 | 0.69951 | 0 | 0 | 1.1102e-16 | 0 | 0 | 0.73632 | 0.69951 | 0 | 0 | 2.6236 | 2.1925 | 0 | 0.73632 | -0.73632 | 2.7349 | 45.5822 | 0.2105 | 0.76946 | 0 | 0 | 2.1925
2007-09-22 | 0 | 0 | -175.7152 | 90 | 0 | 0 | 0.44634 | 0.44634 | 0 | 0 | 0 | 0.44634 | 0 | 0 | 5.5511e-17 | 0 | 0 | 0.46984 | 0.44634 | 0 | 0 | 3.4417 | 1.4562 | 0 | 0.46984 | -0.46984 | 2.2397 | 37.3281 | 0.2105 | 0.49098 | 0 | 0 | 1.4562
2007-09-22 01:00 | 0 | 0 | -118.6453 | 90 | 0 | 0 | 0.39674 | 0.39674 | 0 | 0 | 0 | 0.39674 | 0 | 0 | 5.5511e-17 | 0 | 0 | 0.41762 | 0.39674 | 0 | 0 | 3.9637 | 0.98633 | 0 | 0.41762 | -0.41762 | 1.7995 | 29.9912 | 0.2105 | 0.43642 | 0 | 0 | 0.98633
2007-09-22 02:00 | 0 | 0 | -104.4437 | 90 | 0 | 0 | 0.18039 | 0.18039 | 0 | 0 | 0 | 0.18039 | 0 | 0 | 2.7756e-17 | 0 | 0 | 0.18989 | 0.18039 | 0 | 0 | 4.4278 | 0.56871 | 0 | 0.18989 | -0.18989 | 1.5993 | 26.6552 | 0.2105 | 0.19843 | 0 | 0 | 0.56871
2007-09-22 03:00 | 0 | 0 | -98.4354 | 90 | 0 | 0 | 0.32092 | 0.32092 | 0 | 0 | 0 | 0.32092 | 0 | 0 | 0 | 0 | 0 | 0.33781 | 0.32092 | 0 | 0 | 4.6387 | 0.37882 | 0 | 0.33781 | -0.33781 | 1.2432 | 20.7205 | 0.2105 | 0.35301 | 0 | 0 | 0.37882
2007-09-22 04:00 | 0 | 0 | -94.8078 | 90 | 0 | 0 | 0.24678 | 0.24678 | 1.6994 | 0 | 0.52004 | 0.24678 | 0 | 4.4409e-16 | 0 | 0 | 0 | 0 | 0 | 1.4526 | 1.38 | 5.0141 | 0.04101 | 1.38 | 0 | 1.38 | 2.5524 | 42.5401 | 0.21057 | 0.27146 | 0 | 1.7 | 0.04101
2007-09-22 05:00 | 0 | 0 | -92.0892 | 90 | 0 | 0 | 0.13907 | 0.13907 | 1.5917 | 0 | 0.49063 | 0.13907 | 0 | 2.2204e-16 | 0 | 0 | 0 | 0 | 0 | 1.4526 | 1.38 | 3.6341 | 1.283 | 1.38 | 0 | 1.38 | 3.8616 | 64.3598 | 0.21062 | 0.15297 | 0 | 1.7 | 1.283
2007-09-22 06:00 | 0.03477 | 0.61804 | -89.6976 | 89.3421 | 0.036692 | 0.065458 | 0.27924 | 0.27924 | 1.7 | 0 | 0.5202 | 0.27924 | 23.4412 | 0 | 0 | 0 | 0.065458 | 0 | 0 | 1.4208 | 1.3497 | 2.2541 | 2.525 | 1.4152 | 0 | 1.4152 | 5.2042 | 86.7357 | 0.21068 | 0.30717 | 0.052367 | 1.7 | 2.5905
2007-09-22 07:00 | 0.23492 | 15.4265 | -87.2781 | 74.3422 | 0.23775 | 0.42414 | 2.2164 | 2.2164 | 1.7 | 0 | 0.5202 | 2.2164 | 19.1364 | 3.3307e-16 | 0 | 0 | 0.42414 | 0.54361 | 0.51642 | 0 | 0 | 0.83891 | 3.7987 | 0 | 0.11946 | -0.11946 | 5.0782 | 84.6369 | 0.21068 | 2.4381 | 0.33931 | 1.7 | 4.2228
2007-09-22 08:00 | 0.51318 | 30.2022 | -84.4629 | 59.3423 | 0.52011 | 0.92788 | 0.52912 | 0.52912 | 0 | 0 | 0 | 0.52912 | 175.3619 | 0 | 0 | 0 | 0.92788 | 0.55697 | 0.52912 | 0 | 0 | 0.97165 | 3.6792 | 0.37091 | 0 | 0.37091 | 5.4301 | 90.5015 | 0.21062 | 0.58204 | 0.7423 | 0 | 4.6071
2007-09-22 09:00 | 0.74543 | 44.8929 | -80.6116 | 44.3425 | 0.75544 | 1.3477 | 0.15663 | 0.15663 | 0 | 0 | 0 | 0.15663 | 860.4383 | 0.58209 | 0 | 0 | 1.3477 | 0.16487 | 0.15663 | 0 | 0 | 0.60074 | 4.013 | 0.60074 | 0 | 0.60074 | 6 | 100 | 0.21053 | 0.17229 | 1.0782 | 0 | 5.3607
2007-09-22 10:00 | 0.80005 | 59.3592 | -74.0451 | 29.3427 | 0.80957 | 1.4443 | 1.1599 | 1.1599 | 0 | 0 | 0 | 1.1599 | 124.5164 | 0.22332 | 0 | 0 | 1.4443 | 1.2209 | 1.1599 | 0 | 0 | 0 | 4.5537 | 0 | 0 | 0 | 6 | 100 | 0.21053 | 1.2759 | 1.1554 | 0 | 5.998
2007-09-22 11:00 | 0.98207 | 72.9998 | -57.9122 | 14.3434 | 0.99491 | 1.7749 | 0.085278 | 0.085278 | 0 | 0 | 0 | 0.085278 | 2081.324 | 1.6852 | 0 | 0 | 1.7749 | 0.089767 | 0.085278 | 0 | 0 | 0 | 4.5537 | 0 | 0 | 0 | 6 | 100 | 0.21053 | 0.093806 | 1.4199 | 0 | 6.3286
2007-09-22 12:00 | 0.95328 | 80.7583 | 4.0993 | 0.6836 | 0.96511 | 1.7218 | 0.17023 | 0.17023 | 0 | 0 | 0 | 0.17023 | 1011.425 | 1.5426 | 0 | 0 | 1.7218 | 0.17919 | 0.17023 | 0 | 0 | 0 | 4.5537 | 0 | 0 | 0 | 6 | 100 | 0.21053 | 0.18725 | 1.3774 | 0 | 6.2755
2007-09-22 13:00 | 0.93371 | 71.885 | 60.2293 | 15.6589 | 0.94553 | 1.6868 | 0.72641 | 0.72641 | 0 | 0 | 0 | 0.72641 | 232.2142 | 0.92218 | 0 | 0 | 1.6868 | 0.76464 | 0.72641 | 0 | 0 | 0 | 4.5537 | 0 | 0 | 0 | 6 | 100 | 0.21053 | 0.79905 | 1.3495 | 0 | 6.2405
2007-09-22 14:00 | 0.79165 | 58.1075 | 74.8255 | 30.6583 | 0.80111 | 1.4292 | 1.045 | 1.045 | 0 | 0 | 0 | 1.045 | 136.7583 | 0.32914 | 0 | 0 | 1.4292 | 1.1 | 1.045 | 0 | 0 | 0 | 4.5537 | 0 | 0 | 0 | 6 | 100 | 0.21053 | 1.1495 | 1.1433 | 0 | 5.9829
2007-09-22 15:00 | 0.69358 | 43.6102 | 81.0199 | 45.6581 | 0.70267 | 1.2536 | 0 | 0 | 0 | 0 | 0 | 0 | 0 | 1.2536 | 0 | 0 | 1.2536 | 0 | 0 | 0 | 0 | 0 | 4.5537 | 0 | 0 | 0 | 6 | 100 | 0.21053 | 0 | 1.0028 | 0 | 5.8073
2007-09-22 16:00 | 0.48519 | 28.9086 | 84.7384 | 60.6579 | 0.4917 | 0.87719 | 1.3255 | 1.3255 | 0.49219 | 0 | 0.19047 | 1.3255 | 66.1771 | 1.1102e-16 | 0 | 0 | 0.87719 | 0.87719 | 0.83333 | 0 | 0 | 0 | 4.5537 | 0 | 0 | 0 | 6 | 100 | 0.21053 | 1.4581 | 0.70175 | 1.7 | 5.4309
2007-09-22 17:00 | 0.19938 | 14.1285 | 87.4999 | 75.6578 | 0.20141 | 0.35931 | 0 | 0 | 0 | 0 | 0 | 0 | 0 | 0.35931 | 0 | 0 | 0.35931 | 0 | 0 | 0 | 0 | 0 | 4.5537 | 0 | 0 | 0 | 6 | 100 | 0.21053 | 0 | 0.28745 | 0 | 4.913
2007-09-22 18:00 | 0.018341 | 0 | 89.9037 | 90 | 0 | 0 | 0 | 0 | 0 | 0 | 0 | 0 | 0 | 0 | 0 | 0 | 0 | 0 | 0 | 0 | 0 | 0 | 4.5537 | 0 | 0 | 0 | 6 | 100 | 0.21053 | 0 | 0 | 0 | 4.5537
2007-09-22 19:00 | 0 | 0 | 92.3086 | 90 | 0 | 0 | 0.041308 | 0.041308 | 0 | 0 | 0 | 0.041308 | 0 | 0 | 6.9389e-18 | 0 | 0 | 0.043483 | 0.041308 | 0 | 0 | 0 | 4.5537 | 0 | 0.043483 | -0.043483 | 5.9542 | 99.2361 | 0.21053 | 0.045439 | 0 | 0 | 4.5537
2007-09-22 20:00 | 0 | 0 | 95.0776 | 90 | 0 | 0 | 1.9361 | 1.9361 | 1.7 | 0 | 0.5202 | 1.9361 | 0 | 0 | 0 | 0 | 0 | 0.24856 | 0.23613 | 0 | 0 | 0.048314 | 4.5102 | 0 | 0.24856 | -0.24856 | 5.6922 | 94.8693 | 0.21053 | 2.1297 | 0 | 1.7 | 4.5102
2007-09-22 21:00 | 0 | 0 | 98.8322 | 90 | 0 | 0 | 0 | 0 | 0 | 0 | 0 | 0 | 0 | 0 | 0 | 0 | 0 | 0 | 0 | 0 | 0 | 0.32449 | 4.2616 | 0 | 0 | 0 | 5.6922 | 94.8693 | 0.21053 | 0 | 0 | 0 | 4.2616
2007-09-22 22:00 | 0 | 0 | 105.2 | 90 | 0 | 0 | 0.16675 | 0.16675 | 0 | 0 | 0 | 0.16675 | 0 | 0 | 0 | 0 | 0 | 0.17552 | 0.16675 | 0 | 0 | 0.32449 | 4.2616 | 0 | 0.17552 | -0.17552 | 5.5072 | 91.7857 | 0.21053 | 0.18342 | 0 | 0 | 4.2616
2007-09-22 23:00 | 0 | 0 | 120.9179 | 90 | 0 | 0 | 0.28352 | 0.28352 | 0 | 0 | 0 | 0.28352 | 0 | 0 | 0 | 0 | 0 | 0.29845 | 0.28352 | 0 | 0 | 0.51952 | 4.0861 | 0 | 0.29845 | -0.29845 | 5.1926 | 86.5426 | 0.21053 | 0.31188 | 0 | 0 | 4.0861
2007-09-23 | 0 | 0 | -174.8807 | 90 | 0 | 0 | 0 | 0 | 0 | 0 | 0 | 0 | 0 | 0 | 0 | 0 | 0 | 0 | 0 | 0 | 0 | 0.85112 | 3.7877 | 0 | 0 | 0 | 5.1926 | 86.5426 | 0.21053 | 0 | 0 | 0 | 3.7877
2007-09-23 01:00 | 0 | 0 | -117.3487 | 90 | 0 | 0 | 0.41405 | 0.41405 | 0 | 0 | 0 | 0.41405 | 0 | 0 | 5.5511e-17 | 0 | 0 | 0.43584 | 0.41405 | 0 | 0 | 0.85112 | 3.7877 | 0 | 0.43584 | -0.43584 | 4.7332 | 78.8857 | 0.21053 | 0.45545 | 0 | 0 | 3.7877
2007-09-23 02:00 | 0 | 0 | -103.6584 | 90 | 0 | 0 | 0 | 0 | 0 | 0 | 0 | 0 | 0 | 0 | 0 | 0 | 0 | 0 | 0 | 0 | 0 | 1.3354 | 3.3518 | 0 | 0 | 0 | 4.7332 | 78.8857 | 0.21053 | 0 | 0 | 0 | 3.3518
2007-09-23 03:00 | 0 | 0 | -97.8626 | 90 | 0 | 0 | 0.26515 | 0.26515 | 0 | 0 | 0 | 0.26515 | 0 | 0 | 0 | 0 | 0 | 0.27911 | 0.26515 | 0 | 0 | 1.3354 | 3.3518 | 0 | 0.27911 | -0.27911 | 4.439 | 73.9823 | 0.21053 | 0.29167 | 0 | 0 | 3.3518
2007-09-23 04:00 | 0 | 0 | -94.3349 | 90 | 0 | 0 | 0.46606 | 0.46606 | 0 | 0 | 0 | 0.46606 | 0 | 0 | 5.5511e-17 | 0 | 0 | 0.49059 | 0.46606 | 0 | 0 | 1.6455 | 3.0727 | 0 | 0.49059 | -0.49059 | 3.9218 | 65.3636 | 0.21053 | 0.51267 | 0 | 0 | 3.0727
2007-09-23 05:00 | 0 | 0 | -91.6629 | 90 | 0 | 0 | 0.29307 | 0.29307 | 0 | 0 | 0 | 0.29307 | 0 | 0 | 5.5511e-17 | 0 | 0 | 0.3085 | 0.29307 | 0 | 0 | 2.1906 | 2.5821 | 0 | 0.3085 | -0.3085 | 3.5966 | 59.9438 | 0.21053 | 0.32238 | 0 | 0 | 2.5821
2007-09-23 06:00 | 0.026785 | 0.64662 | -89.2843 | 89.249 | 0.028883 | 0.051528 | 0.16311 | 0.16311 | 0 | 0 | 0 | 0.16311 | 31.5902 | 0 | 2.7756e-17 | 0 | 0.051528 | 0.1717 | 0.16311 | 0 | 0 | 2.5334 | 2.2736 | 0 | 0.12017 | -0.12017 | 3.47 | 57.8327 | 0.21053 | 0.17943 | 0.041222 | 0 | 2.3252
2007-09-23 07:00 | 0.17707 | 15.4519 | -86.8492 | 74.2499 | 0.17811 | 0.31775 | 3.2116 | 3.08 | 1.7 | 0 | 0.5202 | 3.08 | 10.3164 | 0 | 0.13158 | 0.45274 | 0.31775 | 1.4526 | 1.38 | 0 | 0 | 2.6669 | 2.1535 | 0 | 1.1349 | -1.1349 | 2.2737 | 37.8948 | 0.21053 | 3.5327 | 0.2542 | 1.7 | 2.4712
2007-09-23 08:00 | 0.40099 | 30.2188 | -83.984 | 59.2509 | 0.40505 | 0.72261 | 1.7783 | 1.7783 | 1.7 | 0 | 0.5202 | 1.7783 | 40.6353 | 0 | 0 | 0 | 0.72261 | 0.082401 | 0.078281 | 0 | 0 | 3.9279 | 1.0186 | 0.64021 | 0 | 0.64021 | 2.881 | 48.0174 | 0.21057 | 1.9561 | 0.57809 | 1.7 | 1.7412
2007-09-23 09:00 | 0.71194 | 44.8914 | -80.027 | 44.2522 | 0.72233 | 1.2886 | 0.42674 | 0.42674 | 1.7 | 0 | 0.5202 | 0.42674 | 301.9681 | 0 | 0 | 0 | 1.2886 | 0 | 0 | 1.2733 | 1.2096 | 3.2877 | 1.5948 | 2.4982 | 0 | 2.4982 | 5.2511 | 87.5176 | 0.21047 | 0.46942 | 1.0309 | 1.7 | 2.8834
2007-09-23 10:00 | 0.92188 | 59.3185 | -73.2368 | 29.2545 | 0.93532 | 1.6686 | 1.7322 | 1.7322 | 0.89703 | 0 | 0.30099 | 1.7322 | 96.3272 | 0 | 0 | 0 | 1.6686 | 0.87915 | 0.83519 | 0 | 0 | 0.78946 | 3.8432 | 0.78946 | 0 | 0.78946 | 6 | 100 | 0.21045 | 1.9054 | 1.3349 | 1.7 | 5.5118
2007-09-23 11:00 | 0.81861 | 72.8523 | -56.5939 | 14.2611 | 0.82763 | 1.4765 | 0.93569 | 0.93569 | 0 | 0 | 0 | 0.93569 | 157.798 | 0.49156 | 0 | 0 | 1.4765 | 0.98493 | 0.93569 | 0 | 0 | 0 | 4.5537 | 0 | 0 | 0 | 6 | 100 | 0.21045 | 1.0293 | 1.1812 | 0 | 6.0302
2007-09-23 12:00 | 0.79993 | 80.3489 | 4.4828 | 0.95466 | 0.80755 | 1.4407 | 0.56439 | 0.56439 | 0 | 0 | 0 | 0.56439 | 255.2619 | 0.84658 | 0 | 0 | 1.4407 | 0.5941 | 0.56439 | 0 | 0 | 0 | 4.5537 | 0 | 0 | 0 | 6 | 100 | 0.21045 | 0.62083 | 1.1525 | 0 | 5.9944
2007-09-23 13:00 | 0.94967 | 71.5951 | 59.285 | 15.7616 | 0.96291 | 1.7178 | 1.62 | 1.62 | 0.425 | 0 | 0.17213 | 1.62 | 106.0368 | 0.4599 | 0 | 0 | 1.7178 | 1.2579 | 1.195 | 0 | 0 | 0 | 4.5537 | 0 | 0 | 0 | 6 | 100 | 0.21045 | 1.782 | 1.3743 | 1.7 | 6.2715
2007-09-23 14:00 | 0.94255 | 57.895 | 74.1545 | 30.7559 | 0.95639 | 1.7062 | 2.9422 | 2.9422 | 1.5622 | 0 | 0.48257 | 2.9422 | 57.9914 | 0.25356 | 0 | 0.15637 | 1.7062 | 1.4526 | 1.38 | 0 | 0 | 0 | 4.5537 | 0 | 0 | 0 | 6 | 100 | 0.21045 | 3.2364 | 1.365 | 1.7 | 6.2599
2007-09-23 15:00 | 0.7183 | 43.4296 | 80.5059 | 45.7537 | 0.72902 | 1.3006 | 1.725 | 1.725 | 0.48947 | 0 | 0.18972 | 1.725 | 75.3952 | 0 | 0 | 0 | 1.3006 | 1.3006 | 1.2355 | 0 | 0 | 0 | 4.5537 | 0 | 0 | 0 | 6 | 100 | 0.21045 | 1.8975 | 1.0405 | 1.7 | 5.8543
2007-09-23 16:00 | 0.42795 | 28.7434 | 84.3049 | 60.7524 | 0.43367 | 0.77366 | 1.8145 | 1.8145 | 1.0795 | 0 | 0.35082 | 1.8145 | 42.6371 | 0 | 0 | 0 | 0.77366 | 0.77366 | 0.73498 | 0 | 0 | 0 | 4.5537 | 0 | 0 | 0 | 6 | 100 | 0.21045 | 1.996 | 0.61893 | 1.7 | 5.3274
2007-09-23 17:00 | 0.23672 | 13.9708 | 87.1051 | 75.7515 | 0.24108 | 0.43008 | 0.48278 | 0.48278 | 0 | 0 | 0 | 0.48278 | 89.0846 | 0 | 5.5511e-17 | 0 | 0.43008 | 0.50819 | 0.48278 | 0 | 0 | 0 | 4.5537 | 0 | 0.078107 | -0.078107 | 5.9177 | 98.6278 | 0.21045 | 0.53106 | 0.34407 | 0 | 4.9838
2007-09-23 18:00 | 0.021311 | 0 | 89.5196 | 90 | 0 | 0 | 2.1741 | 2.1741 | 1.7 | 0 | 0.5202 | 2.1741 | 0 | 0 | 0 | 0 | 0 | 0.49909 | 0.47414 | 0 | 0 | 0.086786 | 4.4756 | 0 | 0.49909 | -0.49909 | 5.3916 | 89.8596 | 0.21045 | 2.3916 | 0 | 1.7 | 4.4756
2007-09-23 19:00 | 0 | 0 | 91.9106 | 90 | 0 | 0 | 0.62614 | 0.62614 | 0 | 0 | 0 | 0.62614 | 0 | 0 | 1.1102e-16 | 0 | 0 | 0.6591 | 0.62614 | 0 | 0 | 0.64134 | 3.9765 | 0 | 0.6591 | -0.6591 | 4.6968 | 78.2805 | 0.21045 | 0.68876 | 0 | 0 | 3.9765
2007-09-23 20:00 | 0 | 0 | 94.6364 | 90 | 0 | 0 | 0.2763 | 0.2763 | 0 | 0 | 0 | 0.2763 | 0 | 0 | 0 | 0 | 0 | 0.29084 | 0.2763 | 0 | 0 | 1.3737 | 3.3174 | 0 | 0.29084 | -0.29084 | 4.3903 | 73.1709 | 0.21045 | 0.30393 | 0 | 0 | 3.3174
2007-09-23 21:00 | 0 | 0 | 98.3024 | 90 | 0 | 0 | 0.71846 | 0.71846 | 0 | 0 | 0 | 0.71846 | 0 | 0 | 0 | 0 | 0 | 0.75627 | 0.71846 | 0 | 0 | 1.6968 | 3.0265 | 0 | 0.75627 | -0.75627 | 3.5931 | 59.8846 | 0.21045 | 0.7903 | 0 | 0 | 3.0265
2007-09-23 22:00 | 0 | 0 | 104.4935 | 90 | 0 | 0 | 0.48139 | 0.48139 | 0 | 0 | 0 | 0.48139 | 0 | 0 | 0 | 0 | 0 | 0.50673 | 0.48139 | 0 | 0 | 2.5371 | 2.2703 | 0 | 0.50673 | -0.50673 | 3.0589 | 50.9823 | 0.21045 | 0.52953 | 0 | 0 | 2.2703
2007-09-23 23:00 | 0 | 0 | 119.8872 | 90 | 0 | 0 | 0.38994 | 0.38994 | 0 | 0 | 0 | 0.38994 | 0 | 0 | 5.5511e-17 | 0 | 0 | 0.41046 | 0.38994 | 0 | 0 | 3.1002 | 1.7635 | 0 | 0.41046 | -0.41046 | 2.6263 | 43.7712 | 0.21045 | 0.42893 | 0 | 0 | 1.7635
2007-09-24 | 0 | 0 | -173.9693 | 90 | 0 | 0 | 0.12463 | 0.12463 | 0 | 0 | 0 | 0.12463 | 0 | 0 | 0 | 0 | 0 | 0.13119 | 0.12463 | 0 | 0 | 3.5562 | 1.3531 | 0 | 0.13119 | -0.13119 | 2.488 | 41.4665 | 0.21045 | 0.13709 | 0 | 0 | 1.3531
2007-09-24 01:00 | 0 | 0 | -116.0375 | 90 | 0 | 0 | 0.22834 | 0.22834 | 0 | 0 | 0 | 0.22834 | 0 | 0 | 2.7756e-17 | 0 | 0 | 0.24035 | 0.22834 | 0 | 0 | 3.702 | 1.2219 | 0 | 0.24035 | -0.24035 | 2.2346 | 37.244 | 0.21045 | 0.25117 | 0 | 0 | 1.2219
2007-09-24 02:00 | 0 | 0 | -102.8727 | 90 | 0 | 0 | 0.2173 | 0.2173 | 0 | 0 | 0 | 0.2173 | 0 | 0 | 2.7756e-17 | 0 | 0 | 0.22874 | 0.2173 | 0 | 0 | 3.969 | 0.98155 | 0 | 0.22874 | -0.22874 | 1.9935 | 33.2255 | 0.21045 | 0.23903 | 0 | 0 | 0.98155
2007-09-24 03:00 | 0 | 0 | -97.2904 | 90 | 0 | 0 | 0.10115 | 0.10115 | 0 | 0 | 0 | 0.10115 | 0 | 0 | 1.3878e-17 | 0 | 0 | 0.10647 | 0.10115 | 0 | 0 | 4.2232 | 0.75281 | 0 | 0.10647 | -0.10647 | 1.8813 | 31.355 | 0.21045 | 0.11126 | 0 | 0 | 0.75281
2007-09-24 04:00 | 0 | 0 | -93.8626 | 90 | 0 | 0 | 0.42529 | 0.42529 | 0 | 0 | 0 | 0.42529 | 0 | 0 | 0 | 0 | 0 | 0.44767 | 0.42529 | 0 | 0 | 4.3415 | 0.64634 | 0 | 0.44767 | -0.44767 | 1.4094 | 23.4902 | 0.21045 | 0.46782 | 0 | 0 | 0.64634
2007-09-24 05:00 | 0 | 0 | -91.237 | 90 | 0 | 0 | 0.18991 | 0.18991 | 1.6425 | 0 | 0.50451 | 0.18991 | 0 | 2.2204e-16 | 0 | 0 | 0 | 0 | 0 | 1.4526 | 1.38 | 4.8389 | 0.19866 | 1.38 | 0 | 1.38 | 2.7186 | 45.3098 | 0.21051 | 0.2089 | 0 | 1.7 | 0.19866
2007-09-24 06:00 | 0.027075 | 0.67463 | -88.8714 | 89.1566 | 0.030423 | 0.054275 | 0.31299 | 0.31299 | 1.7 | 0 | 0.5202 | 0.31299 | 17.341 | 0 | 0 | 0 | 0.054275 | 0 | 0 | 1.387 | 1.3177 | 3.4589 | 1.4407 | 1.3719 | 0 | 1.3719 | 4.0201 | 67.002 | 0.21058 | 0.34428 | 0.04342 | 1.7 | 1.4949
2007-09-24 07:00 | 0.14129 | 15.4759 | -86.4205 | 74.1589 | 0.14141 | 0.25227 | 2.0215 | 2.0215 | 1.7 | 0 | 0.5202 | 2.0215 | 12.4798 | 0 | 0 | 0 | 0.25227 | 0.33839 | 0.32147 | 0 | 0 | 2.087 | 2.6754 | 0 | 0.086114 | -0.086114 | 3.9294 | 65.4892 | 0.21058 | 2.2236 | 0.20182 | 1.7 | 2.9277
2007-09-24 08:00 | 0.43074 | 30.2331 | -83.5053 | 59.1617 | 0.43673 | 0.77912 | 0.43202 | 0.43202 | 1.7 | 0 | 0.5202 | 0.43202 | 180.3434 | 2.2204e-16 | 0 | 0 | 0.77912 | 0 | 0 | 1.268 | 1.2046 | 2.1827 | 2.5893 | 1.9837 | 0 | 1.9837 | 5.8113 | 96.8542 | 0.21056 | 0.47522 | 0.6233 | 1.7 | 3.3684
2007-09-24 09:00 | 0.43587 | 44.8863 | -79.4429 | 44.1654 | 0.43712 | 0.77982 | 0.69702 | 0.69702 | 0 | 0 | 0 | 0.69702 | 111.8784 | 0 | 0 | 0 | 0.77982 | 0.73371 | 0.69702 | 0 | 0 | 0.19896 | 4.3746 | 0.04611 | 0 | 0.04611 | 5.855 | 97.5833 | 0.21055 | 0.76672 | 0.62385 | 0 | 5.1544
2007-09-24 10:00 | 0.75368 | 59.2724 | -72.4313 | 29.172 | 0.76331 | 1.3617 | 1.2035 | 1.2035 | 0 | 0 | 0 | 1.2035 | 113.152 | 0 | 0 | 0 | 1.3617 | 1.2668 | 1.2035 | 0 | 0 | 0.15285 | 4.4161 | 0.09494 | 0 | 0.09494 | 5.9451 | 99.0844 | 0.21054 | 1.3238 | 1.0894 | 0 | 5.7779
2007-09-24 11:00 | 0.81311 | 72.6961 | -55.2995 | 14.1907 | 0.82266 | 1.4676 | 1.9685 | 1.9685 | 0.62925 | 0 | 0.22789 | 1.9685 | 74.5564 | 0 | 0 | 0 | 1.4676 | 1.4097 | 1.3392 | 0 | 0 | 0.057909 | 4.5016 | 0.057909 | 0 | 0.057909 | 6 | 100 | 0.21054 | 2.1653 | 1.1741 | 1.7 | 5.9692
2007-09-24 12:00 | 0.94574 | 79.9393 | 4.8322 | 1.3028 | 0.95932 | 1.7114 | 1.7455 | 1.7455 | 0.425 | 0 | 0.17213 | 1.7455 | 98.048 | 0.32143 | 0 | 0 | 1.7114 | 1.39 | 1.3205 | 0 | 0 | 0 | 4.5537 | 0 | 0 | 0 | 6 | 100 | 0.21054 | 1.92 | 1.3691 | 1.7 | 6.2651
2007-09-24 13:00 | 0.7562 | 71.3013 | 58.3688 | 15.8736 | 0.76369 | 1.3624 | 0.70131 | 0.70131 | 0 | 0 | 0 | 0.70131 | 194.2685 | 0.6242 | 0 | 0 | 1.3624 | 0.73822 | 0.70131 | 0 | 0 | 0 | 4.5537 | 0 | 0 | 0 | 6 | 100 | 0.21054 | 0.77144 | 1.0899 | 0 | 5.9161
2007-09-24 14:00 | 0.4823 | 57.6797 | 73.4915 | 30.8576 | 0.48271 | 0.86116 | 0.62587 | 0.62587 | 0 | 0 | 0 | 0.62587 | 137.594 | 0.20235 | 0 | 0 | 0.86116 | 0.65881 | 0.62587 | 0 | 0 | 0 | 4.5537 | 0 | 0 | 0 | 6 | 100 | 0.21054 | 0.68846 | 0.68893 | 0 | 5.4148
2007-09-24 15:00 | 0.38367 | 43.2473 | 79.995 | 45.8515 | 0.38392 | 0.68492 | 1.1148 | 1.1148 | 0 | 0 | 0 | 1.1148 | 61.4403 | 0 | 0 | 0 | 0.68492 | 1.1734 | 1.1148 | 0 | 0 | 0 | 4.5537 | 0 | 0.48852 | -0.48852 | 5.4851 | 91.4176 | 0.21054 | 1.2262 | 0.54793 | 0 | 5.2386
2007-09-24 16:00 | 0.10635 | 28.5774 | 83.8728 | 60.8479 | 0.10588 | 0.18888 | 2.055 | 2.055 | 1.7 | 0 | 0.5202 | 2.055 | 9.1914 | 0 | 0 | 0 | 0.18888 | 0.37369 | 0.35501 | 0 | 0 | 0.5428 | 4.0652 | 0 | 0.18481 | -0.18481 | 5.2903 | 88.1708 | 0.21054 | 2.2605 | 0.15111 | 1.7 | 4.2541
2007-09-24 17:00 | 0.047776 | 13.8131 | 86.711 | 75.8452 | 0.047563 | 0.084853 | 1.4776 | 1.4776 | 1.7 | 0 | 0.5202 | 1.4776 | 5.7427 | 0 | 0 | 0 | 0.084853 | 0 | 0 | 0.22242 | 0.2113 | 0.74814 | 3.8804 | 0.29615 | 0 | 0.29615 | 5.5712 | 92.8534 | 0.21056 | 1.6253 | 0.067882 | 1.7 | 3.9652
2007-09-24 18:00 | 0.013823 | 0 | 89.1356 | 90 | 0 | 0 | 0.33989 | 0.33989 | 0 | 0 | 0 | 0.33989 | 0 | 0 | 5.5511e-17 | 0 | 0 | 0.35778 | 0.33989 | 0 | 0 | 0.45199 | 4.1469 | 0 | 0.35778 | -0.35778 | 5.1941 | 86.5678 | 0.21056 | 0.37388 | 0 | 0 | 4.1469
2007-09-24 19:00 | 0 | 0 | 91.5121 | 90 | 0 | 0 | 2.0505 | 2.0505 | 1.7 | 0 | 0.5202 | 2.0505 | 0 | 0 | 0 | 0 | 0 | 0.36892 | 0.35048 | 0 | 0 | 0.84953 | 3.7891 | 0 | 0.36892 | -0.36892 | 4.8052 | 80.0865 | 0.21056 | 2.2555 | 0 | 1.7 | 3.7891
2007-09-24 20:00 | 0 | 0 | 94.1939 | 90 | 0 | 0 | 2.5343 | 2.5343 | 1.7 | 0 | 0.5202 | 2.5343 | 0 | 0 | 0 | 0 | 0 | 0.87825 | 0.83434 | 0 | 0 | 1.2594 | 3.4202 | 0 | 0.87825 | -0.87825 | 3.8794 | 64.6573 | 0.21056 | 2.7878 | 0 | 1.7 | 3.4202
2007-09-24 21:00 | 0 | 0 | 97.7693 | 90 | 0 | 0 | 3.561 | 3.08 | 1.7 | 0 | 0.5202 | 3.08 | 0 | 0 | 0.48096 | 0.83705 | 0 | 1.4526 | 1.38 | 0 | 0 | 2.2353 | 2.5419 | 0 | 1.4526 | -1.4526 | 2.3482 | 39.1372 | 0.21056 | 3.9171 | 0 | 1.7 | 2.5419
2007-09-24 22:00 | 0 | 0 | 103.7782 | 90 | 0 | 0 | 0.5463 | 0.5463 | 1.7 | 0 | 0.5202 | 0.5463 | 0 | 0 | 0 | 0 | 0 | 0 | 0 | 1.1537 | 1.096 | 3.8493 | 1.0893 | 1.096 | 0 | 1.096 | 3.388 | 56.4666 | 0.21064 | 0.60093 | 0 | 1.7 | 1.0893
2007-09-24 23:00 | 0 | 0 | 118.8205 | 90 | 0 | 0 | 0.42753 | 0.42753 | 1.7 | 0 | 0.5202 | 0.42753 | 0 | 0 | 0 | 0 | 0 | 0 | 0 | 1.2725 | 1.2088 | 2.7533 | 2.0757 | 1.2088 | 0 | 1.2088 | 4.5348 | 75.5802 | 0.21074 | 0.47028 | 0 | 1.7 | 2.0757
2007-09-25 | 0 | 0 | -172.9707 | 90 | 0 | 0 | 0.3885 | 0.3885 | 1.7 | 0 | 0.5202 | 0.3885 | 0 | 0 | 0 | 0 | 0 | 0 | 0 | 1.3115 | 1.2459 | 1.5444 | 3.1637 | 1.2459 | 0 | 1.2459 | 5.7168 | 95.28 | 0.21082 | 0.42735 | 0 | 1.7 | 3.1637
2007-09-25 01:00 | 0 | 0 | -114.7132 | 90 | 0 | 0 | 0.22124 | 0.22124 | 0 | 0 | 0 | 0.22124 | 0 | 0 | 0 | 0 | 0 | 0.23289 | 0.22124 | 0 | 0 | 0.29852 | 4.285 | 0 | 0.23289 | -0.23289 | 5.4713 | 91.1886 | 0.21082 | 0.24337 | 0 | 0 | 4.285
2007-09-25 02:00 | 0 | 0 | -102.0869 | 90 | 0 | 0 | 0.37609 | 0.37609 | 0 | 0 | 0 | 0.37609 | 0 | 0 | 5.5511e-17 | 0 | 0 | 0.39588 | 0.37609 | 0 | 0 | 0.55728 | 4.0521 | 0 | 0.39588 | -0.39588 | 5.054 | 84.2337 | 0.21082 | 0.4137 | 0 | 0 | 4.0521
2007-09-25 03:00 | 0 | 0 | -96.7189 | 90 | 0 | 0 | 0.10614 | 0.10614 | 0 | 0 | 0 | 0.10614 | 0 | 0 | 0 | 0 | 0 | 0.11173 | 0.10614 | 0 | 0 | 0.99715 | 3.6563 | 0 | 0.11173 | -0.11173 | 4.9363 | 82.2708 | 0.21082 | 0.11676 | 0 | 0 | 3.6563
2007-09-25 04:00 | 0 | 0 | -93.391 | 90 | 0 | 0 | 0.037764 | 0.037764 | 0 | 0 | 0 | 0.037764 | 0 | 0 | 6.9389e-18 | 0 | 0 | 0.039752 | 0.037764 | 0 | 0 | 1.1213 | 3.5445 | 0 | 0.039752 | -0.039752 | 4.8944 | 81.5724 | 0.21082 | 0.041541 | 0 | 0 | 3.5445
2007-09-25 05:00 | 0 | 0 | -90.8117 | 90 | 0 | 0 | 0.4123 | 0.4123 | 0 | 0 | 0 | 0.4123 | 0 | 0 | 5.5511e-17 | 0 | 0 | 0.434 | 0.4123 | 0 | 0 | 1.1655 | 3.5048 | 0 | 0.434 | -0.434 | 4.4369 | 73.9479 | 0.21082 | 0.45353 | 0 | 0 | 3.5048
2007-09-25 06:00 | 0.024929 | 0.70198 | -88.4588 | 89.0648 | 0.028053 | 0.050046 | 0 | 0 | 0 | 0 | 0 | 0 | 0 | 0 | 0 | 0 | 0.050046 | 0 | 0 | 0 | 0 | 1.6477 | 3.0708 | 0.050046 | 0 | 0.050046 | 4.4844 | 74.7392 | 0.21082 | 0 | 0.040037 | 0 | 3.1208
2007-09-25 07:00 | 0.1433 | 15.4984 | -85.9921 | 74.0695 | 0.14359 | 0.25616 | 0 | 0 | 0 | 0 | 0 | 0 | 0 | 0 | 0 | 0 | 0.25616 | 0 | 0 | 0 | 0 | 1.5976 | 3.1158 | 0.25616 | 0 | 0.25616 | 4.7274 | 78.7894 | 0.21078 | 0 | 0.20493 | 0 | 3.372
2007-09-25 08:00 | 0.32305 | 30.245 | -83.0269 | 59.0749 | 0.32477 | 0.57938 | 0 | 0 | 0 | 0 | 0 | 0 | 0 | 0 | 0 | 0 | 0.57938 | 0 | 0 | 0 | 0 | 1.3415 | 3.3464 | 0.57938 | 0 | 0.57938 | 5.277 | 87.9503 | 0.21069 | 0 | 0.46351 | 0 | 3.9257
2007-09-25 09:00 | 0.55065 | 44.8777 | -78.8595 | 44.0823 | 0.55664 | 0.99305 | 0.50715 | 0.50715 | 0 | 0 | 0 | 0.50715 | 195.8106 | 0 | 0 | 0 | 0.99305 | 0.53384 | 0.50715 | 0 | 0 | 0.76209 | 3.8678 | 0.45921 | 0 | 0.45921 | 5.7127 | 95.211 | 0.21062 | 0.55786 | 0.79444 | 0 | 4.8609
2007-09-25 10:00 | 0.7026 | 59.2207 | -71.6291 | 29.0954 | 0.71086 | 1.2682 | 0.32147 | 0.32147 | 0 | 0 | 0 | 0.32147 | 394.4973 | 0.6269 | 0 | 0 | 1.2682 | 0.33838 | 0.32147 | 0 | 0 | 0.30288 | 4.2811 | 0.30288 | 0 | 0.30288 | 6 | 100 | 0.21058 | 0.35361 | 1.0145 | 0 | 5.5493
2007-09-25 11:00 | 0.93164 | 72.5314 | -54.0304 | 14.1326 | 0.94631 | 1.6882 | 2.1722 | 2.1722 | 0.7922 | 0 | 0.27237 | 2.1722 | 77.7195 | 0.23559 | 0 | 0 | 1.6882 | 1.4526 | 1.38 | 0 | 0 | 0 | 4.5537 | 0 | 0 | 0 | 6 | 100 | 0.21058 | 2.3894 | 1.3506 | 1.7 | 6.2419
2007-09-25 12:00 | 0.73752 | 79.5298 | 5.1509 | 1.6803 | 0.74385 | 1.327 | 2.2523 | 2.2523 | 0.99157 | 0 | 0.3268 | 2.2523 | 58.9204 | 0 | 0 | 0 | 1.327 | 1.327 | 1.2607 | 0 | 0 | 0 | 4.5537 | 0 | 0 | 0 | 6 | 100 | 0.21058 | 2.4775 | 1.0616 | 1.7 | 5.8807
2007-09-25 13:00 | 0.31909 | 71.0039 | 57.4796 | 15.9945 | 0.31777 | 0.5669 | 2.9037 | 2.9037 | 1.7 | 0 | 0.5202 | 2.9037 | 19.5232 | 0 | 0 | 0.11411 | 0.5669 | 1.2671 | 1.2037 | 0 | 0 | 0 | 4.5537 | 0 | 0.70019 | -0.70019 | 5.2619 | 87.699 | 0.21058 | 3.1941 | 0.45352 | 1.7 | 5.1206
2007-09-25 14:00 | 0.51463 | 57.4616 | 72.8364 | 30.9634 | 0.51606 | 0.92065 | 1.1316 | 1.1316 | 0 | 0 | 0 | 1.1316 | 81.3566 | 0 | 0 | 0 | 0.92065 | 1.1912 | 1.1316 | 0 | 0 | 0.77799 | 3.8535 | 0 | 0.27053 | -0.27053 | 4.9768 | 82.9462 | 0.21058 | 1.2448 | 0.73652 | 0 | 4.7742
2007-09-25 15:00 | 0.55677 | 43.0635 | 79.4873 | 45.9514 | 0.56373 | 1.0057 | 0.56704 | 0.56704 | 0 | 0 | 0 | 0.56704 | 177.3588 | 0 | 0 | 0 | 1.0057 | 0.59688 | 0.56704 | 0 | 0 | 1.0786 | 3.583 | 0.40881 | 0 | 0.40881 | 5.3646 | 89.41 | 0.21052 | 0.62374 | 0.80455 | 0 | 4.5887
2007-09-25 16:00 | 0.4994 | 28.4107 | 83.4423 | 60.9443 | 0.50958 | 0.90909 | 0.89583 | 0.89583 | 0 | 0 | 0 | 0.89583 | 101.4804 | 0 | 0 | 0 | 0.90909 | 0.94298 | 0.89583 | 0 | 0 | 0.66977 | 3.9509 | 0 | 0.033887 | -0.033887 | 5.3289 | 88.8147 | 0.21052 | 0.98541 | 0.72727 | 0 | 4.86
2007-09-25 17:00 | 0.19719 | 13.6555 | 86.3175 | 75.9391 | 0.2014 | 0.35929 | 1.436 | 1.436 | 1.7 | 0 | 0.5202 | 1.436 | 25.0209 | 0 | 0 | 0 | 0.35929 | 0 | 0 | 0.26403 | 0.25083 | 0.70742 | 3.917 | 0.61012 | 0 | 0.61012 | 5.9077 | 98.4616 | 0.21056 | 1.5796 | 0.28743 | 1.7 | 4.2763
2007-09-25 18:00 | 0.01814 | 0 | 88.7517 | 90 | 0 | 0 | 0.34848 | 0.34848 | 0 | 0 | 0 | 0.34848 | 0 | 0 | 5.5511e-17 | 0 | 0 | 0.36682 | 0.34848 | 0 | 0 | 0.097299 | 4.4661 | 0 | 0.36682 | -0.36682 | 5.521 | 92.0171 | 0.21056 | 0.38333 | 0 | 0 | 4.4661
2007-09-25 19:00 | 0 | 0 | 91.1131 | 90 | 0 | 0 | 1.2155 | 1.2155 | 0 | 0 | 0 | 1.2155 | 0 | 0 | 2.2204e-16 | 0 | 0 | 1.2795 | 1.2155 | 0 | 0 | 0.50488 | 4.0993 | 0 | 1.2795 | -1.2795 | 4.1723 | 69.5387 | 0.21056 | 1.3371 | 0 | 0 | 4.0993
2007-09-25 20:00 | 0 | 0 | 93.7501 | 90 | 0 | 0 | 0.13191 | 0.13191 | 0 | 0 | 0 | 0.13191 | 0 | 0 | 0 | 0 | 0 | 0.13886 | 0.13191 | 0 | 0 | 1.9265 | 2.8198 | 0 | 0.13886 | -0.13886 | 4.026 | 67.0993 | 0.21056 | 0.1451 | 0 | 0 | 2.8198
2007-09-25 21:00 | 0 | 0 | 97.2332 | 90 | 0 | 0 | 0 | 0 | 0 | 0 | 0 | 0 | 0 | 0 | 0 | 0 | 0 | 0 | 0 | 0 | 0 | 2.0808 | 2.6809 | 0 | 0 | 0 | 4.026 | 67.0993 | 0.21056 | 0 | 0 | 0 | 2.6809
2007-09-25 22:00 | 0 | 0 | 103.0544 | 90 | 0 | 0 | 0.10479 | 0.10479 | 0 | 0 | 0 | 0.10479 | 0 | 0 | 1.3878e-17 | 0 | 0 | 0.11031 | 0.10479 | 0 | 0 | 2.0808 | 2.6809 | 0 | 0.11031 | -0.11031 | 3.9097 | 65.1613 | 0.21056 | 0.11527 | 0 | 0 | 2.6809
2007-09-25 23:00 | 0 | 0 | 117.7167 | 90 | 0 | 0 | 0.25901 | 0.25901 | 0 | 0 | 0 | 0.25901 | 0 | 0 | 5.5511e-17 | 0 | 0 | 0.27264 | 0.25901 | 0 | 0 | 2.2034 | 2.5706 | 0 | 0.27264 | -0.27264 | 3.6223 | 60.3715 | 0.21056 | 0.28491 | 0 | 0 | 2.5706
2007-09-26 | 0 | 0 | -171.8726 | 90 | 0 | 0 | 0 | 0 | 0 | 0 | 0 | 0 | 0 | 0 | 0 | 0 | 0 | 0 | 0 | 0 | 0 | 2.5063 | 2.298 | 0 | 0 | 0 | 3.6223 | 60.3715 | 0.21056 | 0 | 0 | 0 | 2.298
2007-09-26 01:00 | 0 | 0 | -113.3773 | 90 | 0 | 0 | 0.50106 | 0.50106 | 0 | 0 | 0 | 0.50106 | 0 | 0 | 0 | 0 | 0 | 0.52743 | 0.50106 | 0 | 0 | 2.5063 | 2.298 | 0 | 0.52743 | -0.52743 | 3.0663 | 51.1055 | 0.21056 | 0.55116 | 0 | 0 | 2.298
2007-09-26 02:00 | 0 | 0 | -101.3016 | 90 | 0 | 0 | 0.38147 | 0.38147 | 0 | 0 | 0 | 0.38147 | 0 | 0 | 5.5511e-17 | 0 | 0 | 0.40154 | 0.38147 | 0 | 0 | 3.0924 | 1.7706 | 0 | 0.40154 | -0.40154 | 2.6431 | 44.0512 | 0.21056 | 0.41961 | 0 | 0 | 1.7706
2007-09-26 03:00 | 0 | 0 | -96.1484 | 90 | 0 | 0 | 0.6673 | 0.6673 | 0 | 0 | 0 | 0.6673 | 0 | 0 | 1.1102e-16 | 0 | 0 | 0.70242 | 0.6673 | 0 | 0 | 3.5385 | 1.369 | 0 | 0.70242 | -0.70242 | 1.9027 | 31.7109 | 0.21056 | 0.73403 | 0 | 0 | 1.369
2007-09-26 04:00 | 0 | 0 | -92.9201 | 90 | 0 | 0 | 0.25055 | 0.25055 | 0 | 0 | 0 | 0.25055 | 0 | 0 | 5.5511e-17 | 0 | 0 | 0.26374 | 0.25055 | 0 | 0 | 4.319 | 0.6666 | 0 | 0.26374 | -0.26374 | 1.6247 | 27.0775 | 0.21056 | 0.27561 | 0 | 0 | 0.6666
2007-09-26 05:00 | 0 | 0 | -90.3869 | 90 | 0 | 0 | 0.48059 | 0.48059 | 1.7 | 0 | 0.5202 | 0.48059 | 0 | 0 | 0 | 0 | 0 | 0 | 0 | 1.2194 | 1.1584 | 4.612 | 0.40286 | 1.1584 | 0 | 1.1584 | 2.7236 | 45.3941 | 0.21065 | 0.52864 | 0 | 1.7 | 0.40286
2007-09-26 06:00 | 0.028792 | 0.72858 | -88.0468 | 88.9738 | 0.035428 | 0.063203 | 0.46302 | 0.46302 | 1.7 | 0 | 0.5202 | 0.46302 | 13.6501 | 0 | 0 | 0 | 0.063203 | 0 | 0 | 1.237 | 1.1751 | 3.4536 | 1.4455 | 1.2383 | 0 | 1.2383 | 3.8984 | 64.9737 | 0.21073 | 0.50933 | 0.050563 | 1.7 | 1.5087
2007-09-26 07:00 | 0.22472 | 15.5194 | -85.5642 | 73.9816 | 0.22994 | 0.41022 | 0 | 0 | 1.4526 | 0 | 0.45267 | 0 | 0 | 0 | 0 | 0 | 0.41022 | 0 | 0 | 1.4526 | 1.38 | 2.2153 | 2.56 | 1.7902 | 0 | 1.7902 | 5.5968 | 93.2795 | 0.21069 | 0 | 0.32817 | 1.7 | 2.9702
2007-09-26 08:00 | 0.44266 | 30.2545 | -82.5491 | 58.9905 | 0.45073 | 0.8041 | 1.8365 | 1.8365 | 1.4764 | 0 | 0.45915 | 1.8365 | 43.7849 | 1.1102e-16 | 0 | 0 | 0.8041 | 0.37906 | 0.36011 | 0 | 0 | 0.42504 | 4.1712 | 0.42504 | 0 | 0.42504 | 6 | 100 | 0.21071 | 2.0201 | 0.64328 | 1.7 | 4.9753
2007-09-26 09:00 | 0.46009 | 44.8655 | -78.2772 | 44.0029 | 0.46265 | 0.82536 | 1.4616 | 1.4616 | 0.6775 | 0 | 0.24106 | 1.4616 | 56.4699 | 0 | 0 | 0 | 0.82536 | 0.82536 | 0.7841 | 0 | 0 | 0 | 4.5537 | 0 | 0 | 0 | 6 | 100 | 0.21071 | 1.6078 | 0.66029 | 1.7 | 5.3791
2007-09-26 10:00 | 0.743 | 59.1636 | -70.8307 | 29.0247 | 0.75374 | 1.3447 | 0 | 0 | 0 | 0 | 0 | 0 | 0 | 1.3447 | 0 | 0 | 1.3447 | 0 | 0 | 0 | 0 | 0 | 4.5537 | 0 | 0 | 0 | 6 | 100 | 0.21071 | 0 | 1.0757 | 0 | 5.8984
2007-09-26 11:00 | 0.62368 | 72.3584 | -52.7875 | 14.0868 | 0.62675 | 1.1181 | 1.3032 | 1.3032 | 0.425 | 0 | 0.17213 | 1.3032 | 85.8007 | 0.19374 | 0 | 0 | 1.1181 | 0.92439 | 0.87817 | 0 | 0 | 0 | 4.5537 | 0 | 0 | 0 | 6 | 100 | 0.21071 | 1.4335 | 0.8945 | 1.7 | 5.6718
2007-09-26 12:00 | 0.98239 | 79.1205 | 5.4419 | 2.0709 | 0.99909 | 1.7824 | 0.6618 | 0.6618 | 0 | 0 | 0 | 0.6618 | 269.3231 | 1.0857 | 0 | 0 | 1.7824 | 0.69663 | 0.6618 | 0 | 0 | 0 | 4.5537 | 0 | 0 | 0 | 6 | 100 | 0.21071 | 0.72798 | 1.4259 | 0 | 6.3361
2007-09-26 13:00 | 0.97047 | 70.7032 | 56.6168 | 16.1241 | 0.98746 | 1.7616 | 0 | 0 | 0 | 0 | 0 | 0 | 0 | 1.7616 | 0 | 0 | 1.7616 | 0 | 0 | 0 | 0 | 0 | 4.5537 | 0 | 0 | 0 | 6 | 100 | 0.21071 | 0 | 1.4093 | 0 | 6.3153
2007-09-26 14:00 | 0.90072 | 57.2411 | 72.1894 | 31.0729 | 0.91727 | 1.6364 | 0 | 0 | 0 | 0 | 0 | 0 | 0 | 1.6364 | 0 | 0 | 1.6364 | 0 | 0 | 0 | 0 | 0 | 4.5537 | 0 | 0 | 0 | 6 | 100 | 0.21071 | 0 | 1.3091 | 0 | 6.1901
2007-09-26 15:00 | 0.63324 | 42.8783 | 78.983 | 46.0532 | 0.64445 | 1.1497 | 1.3391 | 1.3391 | 0.425 | 0 | 0.17213 | 1.3391 | 85.8567 | 0.1875 | 0 | 0 | 1.1497 | 0.96221 | 0.9141 | 0 | 0 | 0 | 4.5537 | 0 | 0 | 0 | 6 | 100 | 0.21071 | 1.473 | 0.91977 | 1.7 | 5.7034
2007-09-26 16:00 | 0.30924 | 28.2436 | 83.0134 | 61.0415 | 0.31142 | 0.55557 | 1.247 | 1.247 | 0 | 0 | 0 | 1.247 | 44.5528 | 0 | 0 | 0 | 0.55557 | 1.3126 | 1.247 | 0 | 0 | 0 | 4.5537 | 0 | 0.75706 | -0.75706 | 5.202 | 86.6998 | 0.21071 | 1.3717 | 0.44446 | 0 | 5.1093
2007-09-26 17:00 | 0.14974 | 13.498 | 85.9248 | 76.0328 | 0.15132 | 0.26995 | 0 | 0 | 0 | 0 | 0 | 0 | 0 | 0 | 0 | 0 | 0.26995 | 0 | 0 | 0 | 0 | 0.84118 | 3.7966 | 0.26995 | 0 | 0.26995 | 5.4581 | 90.9681 | 0.21067 | 0 | 0.21596 | 0 | 4.0666
2007-09-26 18:00 | 0.010998 | 0 | 88.3681 | 90 | 0 | 0 | 0 | 0 | 0 | 0 | 0 | 0 | 0 | 0 | 0 | 0 | 0 | 0 | 0 | 0 | 0 | 0.57123 | 4.0396 | 0 | 0 | 0 | 5.4581 | 90.9681 | 0.21067 | 0 | 0 | 0 | 4.0396
2007-09-26 19:00 | 0 | 0 | 90.7138 | 90 | 0 | 0 | 0 | 0 | 0 | 0 | 0 | 0 | 0 | 0 | 0 | 0 | 0 | 0 | 0 | 0 | 0 | 0.57123 | 4.0396 | 0 | 0 | 0 | 5.4581 | 90.9681 | 0.21067 | 0 | 0 | 0 | 4.0396
2007-09-26 20:00 | 0 | 0 | 93.3051 | 90 | 0 | 0 | 2.0272 | 2.0272 | 1.7 | 0 | 0.5202 | 2.0272 | 0 | 0 | 0 | 0 | 0 | 0.34438 | 0.32716 | 0 | 0 | 0.57123 | 4.0396 | 0 | 0.34438 | -0.34438 | 5.0951 | 84.918 | 0.21067 | 2.2299 | 0 | 1.7 | 4.0396
2007-09-26 21:00 | 0 | 0 | 96.6942 | 90 | 0 | 0 | 0.4281 | 0.4281 | 0 | 0 | 0 | 0.4281 | 0 | 0 | 5.5511e-17 | 0 | 0 | 0.45064 | 0.4281 | 0 | 0 | 0.95387 | 3.6952 | 0 | 0.45064 | -0.45064 | 4.6201 | 77.0011 | 0.21067 | 0.47091 | 0 | 0 | 3.6952
2007-09-26 22:00 | 0 | 0 | 102.3222 | 90 | 0 | 0 | 0.17094 | 0.17094 | 0 | 0 | 0 | 0.17094 | 0 | 0 | 0 | 0 | 0 | 0.17994 | 0.17094 | 0 | 0 | 1.4546 | 3.2446 | 0 | 0.17994 | -0.17994 | 4.4304 | 73.84 | 0.21067 | 0.18803 | 0 | 0 | 3.2446
2007-09-26 23:00 | 0 | 0 | 116.575 | 90 | 0 | 0 | 0.071843 | 0.071843 | 0 | 0 | 0 | 0.071843 | 0 | 0 | 0 | 0 | 0 | 0.075624 | 0.071843 | 0 | 0 | 1.6545 | 3.0646 | 0 | 0.075624 | -0.075624 | 4.3507 | 72.5114 | 0.21067 | 0.079027 | 0 | 0 | 3.0646
2007-09-27 | 0 | 0 | -170.6603 | 90 | 0 | 0 | 0 | 0 | 0 | 0 | 0 | 0 | 0 | 0 | 0 | 0 | 0 | 0 | 0 | 0 | 0 | 1.7385 | 2.989 | 0 | 0 | 0 | 4.3507 | 72.5114 | 0.21067 | 0 | 0 | 0 | 2.989
2007-09-27 01:00 | 0 | 0 | -112.0313 | 90 | 0 | 0 | 0.41407 | 0.41407 | 0 | 0 | 0 | 0.41407 | 0 | 0 | 0 | 0 | 0 | 0.43586 | 0.41407 | 0 | 0 | 1.7385 | 2.989 | 0 | 0.43586 | -0.43586 | 3.8913 | 64.8541 | 0.21067 | 0.45548 | 0 | 0 | 2.989
2007-09-27 02:00 | 0 | 0 | -100.5172 | 90 | 0 | 0 | 0.1595 | 0.1595 | 0 | 0 | 0 | 0.1595 | 0 | 0 | 0 | 0 | 0 | 0.16789 | 0.1595 | 0 | 0 | 2.2228 | 2.5531 | 0 | 0.16789 | -0.16789 | 3.7143 | 61.9045 | 0.21067 | 0.17545 | 0 | 0 | 2.5531
2007-09-27 03:00 | 0 | 0 | -95.5792 | 90 | 0 | 0 | 0.12396 | 0.12396 | 0 | 0 | 0 | 0.12396 | 0 | 0 | 0 | 0 | 0 | 0.13048 | 0.12396 | 0 | 0 | 2.4094 | 2.3853 | 0 | 0.13048 | -0.13048 | 3.5767 | 59.6122 | 0.21067 | 0.13635 | 0 | 0 | 2.3853
2007-09-27 04:00 | 0 | 0 | -92.4503 | 90 | 0 | 0 | 0.22211 | 0.22211 | 0 | 0 | 0 | 0.22211 | 0 | 0 | 2.7756e-17 | 0 | 0 | 0.2338 | 0.22211 | 0 | 0 | 2.5544 | 2.2548 | 0 | 0.2338 | -0.2338 | 3.3303 | 55.5048 | 0.21067 | 0.24432 | 0 | 0 | 2.2548
2007-09-27 05:00 | 0 | 0 | -89.963 | 90 | 0 | 0 | 0.33434 | 0.33434 | 0 | 0 | 0 | 0.33434 | 0 | 0 | 5.5511e-17 | 0 | 0 | 0.35194 | 0.33434 | 0 | 0 | 2.8141 | 2.021 | 0 | 0.35194 | -0.35194 | 2.9593 | 49.3219 | 0.21067 | 0.36777 | 0 | 0 | 2.021
2007-09-27 06:00 | 0.0027483 | 0.75433 | -87.6354 | 88.8839 | 0.0027413 | 0.0048904 | 0.35618 | 0.35618 | 0 | 0 | 0 | 0.35618 | 1.373 | 0 | 0 | 0 | 0.0048904 | 0.37492 | 0.35618 | 0 | 0 | 3.2052 | 1.669 | 0 | 0.37003 | -0.37003 | 2.5693 | 42.8211 | 0.21067 | 0.3918 | 0.0039123 | 0 | 1.6739
2007-09-27 07:00 | 0.023282 | 15.5388 | -85.1369 | 73.8954 | 0.023173 | 0.041341 | 2.484 | 2.484 | 1.7 | 0 | 0.5202 | 2.484 | 1.6643 | 0 | 0 | 0 | 0.041341 | 0.82527 | 0.784 | 0 | 0 | 3.6163 | 1.299 | 0 | 0.78392 | -0.78392 | 1.7429 | 29.049 | 0.21067 | 2.7324 | 0.033073 | 1.7 | 1.3403
2007-09-27 08:00 | 0.0052234 | 30.2615 | -82.072 | 58.9088 | 0.0051976 | 0.0092726 | 2.2317 | 2.1981 | 1.7 | 0 | 0.5202 | 2.1981 | 0.42184 | 0 | 0.033522 | 0.26373 | 0.0092726 | 0.52435 | 0.49813 | 0 | 0 | 4.4873 | 0.51508 | 0 | 0.51508 | -0.51508 | 1.2 | 20 | 0.21067 | 2.4548 | 0.0074181 | 1.7 | 0.52435
2007-09-27 09:00 | 0.042838 | 44.8495 | -77.6962 | 43.9273 | 0.042632 | 0.076055 | 1.9109 | 1.7723 | 1.7 | 0 | 0.5202 | 1.7723 | 4.2914 | 0 | 0.13867 | 0.38756 | 0.076055 | 0.076055 | 0.072252 | 0 | 0 | 5.0597 | 0 | 0 | 0 | 0 | 1.2 | 20 | 0.21067 | 2.102 | 0.060844 | 1.7 | 0.076055
2007-09-27 10:00 | 0.16173 | 59.1009 | -70.0367 | 28.96 | 0.161 | 0.28722 | 0 | 0 | 1.4526 | 0 | 0.45267 | 0 | 0 | 0 | 0 | 0 | 0.28722 | 0 | 0 | 1.4526 | 1.38 | 5.0597 | 0 | 1.6672 | 0 | 1.6672 | 2.7817 | 46.3611 | 0.21064 | 0 | 0.22978 | 1.7 | 0.28722
2007-09-27 11:00 | 0.11717 | 72.1774 | -51.5717 | 14.0536 | 0.11662 | 0.20805 | 0.79087 | 0.79087 | 1.7 | 0 | 0.5202 | 0.79087 | 26.3067 | 0 | 0 | 0 | 0.20805 | 0 | 0 | 0.90913 | 0.86367 | 3.3924 | 1.5005 | 1.0717 | 0 | 1.0717 | 3.7984 | 63.3065 | 0.21072 | 0.86996 | 0.16644 | 1.7 | 1.7086
2007-09-27 12:00 | 0.18417 | 78.7115 | 5.7078 | 2.4678 | 0.18333 | 0.32706 | 1.246 | 1.246 | 1.7 | 0 | 0.5202 | 1.246 | 26.2485 | 0 | 0 | 0 | 0.32706 | 0 | 0 | 0.454 | 0.4313 | 2.3207 | 2.4651 | 0.75836 | 0 | 0.75836 | 4.5178 | 75.2972 | 0.21077 | 1.3706 | 0.26165 | 1.7 | 2.7921
2007-09-27 13:00 | 0.098015 | 70.3997 | 55.7793 | 16.2619 | 0.097551 | 0.17403 | 0.8804 | 0.8804 | 1.7 | 0 | 0.5202 | 0.8804 | 19.7673 | 0 | 0 | 0 | 0.17403 | 0 | 0 | 0.8196 | 0.77862 | 1.5623 | 3.1476 | 0.95265 | 0 | 0.95265 | 5.4216 | 90.3599 | 0.21084 | 0.96844 | 0.13922 | 1.7 | 3.3216
2007-09-27 14:00 | 0.041694 | 57.0184 | 71.5505 | 31.1861 | 0.041492 | 0.074022 | 0.081372 | 0.081372 | 0 | 0 | 0 | 0.081372 | 90.968 | 0 | 0 | 0 | 0.074022 | 0.085655 | 0.081372 | 0 | 0 | 0.6097 | 4.005 | 0 | 0.011632 | -0.011632 | 5.4093 | 90.1555 | 0.21084 | 0.089509 | 0.059218 | 0 | 4.079
2007-09-27 15:00 | 0.15997 | 42.6919 | 78.4822 | 46.1567 | 0.15926 | 0.28413 | 1.2601 | 1.2601 | 1.5817 | 0 | 0.4879 | 1.2601 | 22.5475 | 0 | 0 | 0 | 0.28413 | 0 | 0 | 0.32157 | 0.30549 | 0.62262 | 3.9933 | 0.58962 | 0 | 0.58962 | 5.9687 | 99.4782 | 0.21088 | 1.3861 | 0.2273 | 1.7 | 4.2775
2007-09-27 16:00 | 0.086181 | 28.0761 | 82.5863 | 61.1393 | 0.085796 | 0.15306 | 1.234 | 1.234 | 0 | 0 | 0 | 1.234 | 12.4035 | 0 | 2.2204e-16 | 0 | 0.15306 | 1.299 | 1.234 | 0 | 0 | 0.033003 | 4.524 | 0 | 1.1459 | -1.1459 | 4.7608 | 79.3469 | 0.21088 | 1.3574 | 0.12245 | 0 | 4.677
2007-09-27 17:00 | 0.054274 | 13.341 | 85.5331 | 76.1263 | 0.054053 | 0.096431 | 0 | 0 | 0 | 0 | 0 | 0 | 0 | 0 | 0 | 0 | 0.096431 | 0 | 0 | 0 | 0 | 1.3062 | 3.3781 | 0.096431 | 0 | 0.096431 | 4.8523 | 80.8716 | 0.21087 | 0 | 0.077145 | 0 | 3.4745
2007-09-27 18:00 | 0.015417 | 0 | 87.9848 | 90 | 0 | 0 | 2.2268 | 2.2268 | 1.7 | 0 | 0.5202 | 2.2268 | 0 | 0 | 0 | 0 | 0 | 0.55453 | 0.52681 | 0 | 0 | 1.2098 | 3.4649 | 0 | 0.55453 | -0.55453 | 4.2678 | 71.1295 | 0.21087 | 2.4495 | 0 | 1.7 | 3.4649
2007-09-27 19:00 | 0 | 0 | 90.3144 | 90 | 0 | 0 | 3.178 | 3.08 | 1.7 | 0 | 0.5202 | 3.08 | 0 | 0 | 0.097958 | 0.41575 | 0 | 1.4526 | 1.38 | 0 | 0 | 1.8259 | 2.9103 | 0 | 1.4526 | -1.4526 | 2.7366 | 45.6094 | 0.21087 | 3.4958 | 0 | 1.7 | 2.9103
2007-09-27 20:00 | 0 | 0 | 92.8592 | 90 | 0 | 0 | 1.1499 | 1.1499 | 1.7 | 0 | 0.5202 | 1.1499 | 0 | 0 | 0 | 0 | 0 | 0 | 0 | 0.55014 | 0.52263 | 3.44 | 1.4577 | 0.52263 | 0 | 0.52263 | 3.2324 | 53.8729 | 0.21091 | 1.2649 | 0 | 1.7 | 1.4577
2007-09-27 21:00 | 0 | 0 | 96.1525 | 90 | 0 | 0 | 0 | 0 | 1.4526 | 0 | 0.45267 | 0 | 0 | 0 | 0 | 0 | 0 | 0 | 0 | 1.4526 | 1.38 | 2.9173 | 1.9281 | 1.38 | 0 | 1.38 | 4.5416 | 75.6926 | 0.21092 | 0 | 0 | 1.7 | 1.9281
2007-09-27 22:00 | 0 | 0 | 101.5819 | 90 | 0 | 0 | 0.31537 | 0.31537 | 1.7 | 0 | 0.5202 | 0.31537 | 0 | 0 | 0 | 0 | 0 | 0 | 0 | 1.3846 | 1.3154 | 1.5373 | 3.1701 | 1.3154 | 0 | 1.3154 | 5.7895 | 96.4909 | 0.211 | 0.3469 | 0 | 1.7 | 3.1701
2007-09-27 23:00 | 0 | 0 | 115.3947 | 90 | 0 | 0 | 0.37644 | 0.37644 | 0 | 0 | 0 | 0.37644 | 0 | 0 | 5.5511e-17 | 0 | 0 | 0.39626 | 0.37644 | 0 | 0 | 0.22194 | 4.3539 | 0 | 0.39626 | -0.39626 | 5.3718 | 89.5294 | 0.211 | 0.41409 | 0 | 0 | 4.3539
2007-09-28 | 0 | 0 | -169.3161 | 90 | 0 | 0 | 0.059053 | 0.059053 | 0 | 0 | 0 | 0.059053 | 0 | 0 | 6.9389e-18 | 0 | 0 | 0.062161 | 0.059053 | 0 | 0 | 0.66222 | 3.9577 | 0 | 0.062161 | -0.062161 | 5.3063 | 88.4374 | 0.211 | 0.064958 | 0 | 0 | 3.9577
2007-09-28 01:00 | 0 | 0 | -110.6768 | 90 | 0 | 0 | 0.062845 | 0.062845 | 0 | 0 | 0 | 0.062845 | 0 | 0 | 0 | 0 | 0 | 0.066152 | 0.062845 | 0 | 0 | 0.73129 | 3.8955 | 0 | 0.066152 | -0.066152 | 5.2365 | 87.2752 | 0.211 | 0.069129 | 0 | 0 | 3.8955
2007-09-28 02:00 | 0 | 0 | -99.7341 | 90 | 0 | 0 | 0 | 0 | 0 | 0 | 0 | 0 | 0 | 0 | 0 | 0 | 0 | 0 | 0 | 0 | 0 | 0.80479 | 3.8294 | 0 | 0 | 0 | 5.2365 | 87.2752 | 0.211 | 0 | 0 | 0 | 3.8294
2007-09-28 03:00 | 0 | 0 | -95.0114 | 90 | 0 | 0 | 0 | 0 | 0 | 0 | 0 | 0 | 0 | 0 | 0 | 0 | 0 | 0 | 0 | 0 | 0 | 0.80479 | 3.8294 | 0 | 0 | 0 | 5.2365 | 87.2752 | 0.211 | 0 | 0 | 0 | 3.8294
2007-09-28 04:00 | 0 | 0 | -91.9816 | 90 | 0 | 0 | 0.14547 | 0.14547 | 0 | 0 | 0 | 0.14547 | 0 | 0 | 2.7756e-17 | 0 | 0 | 0.15313 | 0.14547 | 0 | 0 | 0.80479 | 3.8294 | 0 | 0.15313 | -0.15313 | 5.0751 | 84.585 | 0.211 | 0.16002 | 0 | 0 | 3.8294
2007-09-28 05:00 | 0 | 0 | -89.54 | 90 | 0 | 0 | 0.096152 | 0.096152 | 0 | 0 | 0 | 0.096152 | 0 | 0 | 1.3878e-17 | 0 | 0 | 0.10121 | 0.096152 | 0 | 0 | 0.97493 | 3.6763 | 0 | 0.10121 | -0.10121 | 4.9684 | 82.8069 | 0.211 | 0.10577 | 0 | 0 | 3.6763
2007-09-28 06:00 | 0.01131 | 0.77915 | -87.2248 | 88.795 | 0.011398 | 0.020334 | 0.57446 | 0.57446 | 0 | 0 | 0 | 0.57446 | 3.5397 | 0 | 0 | 0 | 0.020334 | 0.6047 | 0.57446 | 0 | 0 | 1.0874 | 3.575 | 0 | 0.58436 | -0.58436 | 4.3524 | 72.5407 | 0.211 | 0.63191 | 0.016267 | 0 | 3.5954
2007-09-28 07:00 | 0.11362 | 15.5565 | -84.7104 | 73.8111 | 0.11347 | 0.20242 | 1.5118 | 1.5118 | 1.7 | 0 | 0.5202 | 1.5118 | 13.3897 | 0 | 0 | 0 | 0.20242 | 0 | 0 | 0.18821 | 0.1788 | 1.7367 | 2.9907 | 0.38122 | 0 | 0.38122 | 4.7141 | 78.5683 | 0.21102 | 1.663 | 0.16194 | 1.7 | 3.1931
2007-09-28 08:00 | 0.28241 | 30.2659 | -81.5958 | 58.8298 | 0.28328 | 0.50538 | 0 | 0 | 0.89482 | 0 | 0.30039 | 0 | 0 | 0 | 0 | 0 | 0.50538 | 0 | 0 | 0.89482 | 0.85008 | 1.3555 | 3.3338 | 1.3555 | 0 | 1.3555 | 6 | 100 | 0.21092 | 0 | 0.4043 | 1.7 | 3.8392
2007-09-28 09:00 | 0.34814 | 44.8299 | -77.1168 | 43.8557 | 0.34794 | 0.62073 | 1.2109 | 1.2109 | 0 | 0 | 0 | 1.2109 | 51.2612 | 0 | 0 | 0 | 0.62073 | 1.2746 | 1.2109 | 0 | 0 | 0 | 4.5537 | 0 | 0.65392 | -0.65392 | 5.3107 | 88.5119 | 0.21092 | 1.332 | 0.49658 | 0 | 5.1744
2007-09-28 10:00 | 0.57887 | 59.0327 | -69.2477 | 28.9016 | 0.58306 | 1.0402 | 1.0979 | 1.0979 | 0 | 0 | 0 | 1.0979 | 94.7417 | 0 | 0 | 0 | 1.0402 | 1.1557 | 1.0979 | 0 | 0 | 0.72658 | 3.8998 | 0 | 0.11552 | -0.11552 | 5.189 | 86.4824 | 0.21092 | 1.2077 | 0.83215 | 0 | 4.94
2007-09-28 11:00 | 0.34324 | 71.9887 | -50.3837 | 14.033 | 0.34193 | 0.61001 | 1.8505 | 1.8505 | 1.7 | 0 | 0.5202 | 1.8505 | 32.9652 | 0 | 0 | 0 | 0.61001 | 0.15838 | 0.15046 | 0 | 0 | 0.85493 | 3.7843 | 0.45163 | 0 | 0.45163 | 5.6174 | 93.6233 | 0.21095 | 2.0355 | 0.488 | 1.7 | 4.3943
2007-09-28 12:00 | 0.65813 | 78.303 | 5.9506 | 2.8681 | 0.6625 | 1.1819 | 2.6309 | 2.6309 | 1.7 | 0 | 0.5202 | 2.6309 | 44.9235 | 0 | 0 | 0 | 1.1819 | 0.9799 | 0.93091 | 0 | 0 | 0.4033 | 4.1907 | 0.20199 | 0 | 0.20199 | 5.809 | 96.8171 | 0.21096 | 2.894 | 0.94552 | 1.7 | 5.3726
2007-09-28 13:00 | 0.57374 | 70.0937 | 54.9664 | 16.4076 | 0.57588 | 1.0274 | 2.1773 | 2.1773 | 1.3926 | 0 | 0.43627 | 2.1773 | 47.1849 | 1.9429e-16 | 0 | 0 | 1.0274 | 0.82606 | 0.78476 | 0 | 0 | 0.2013 | 4.3725 | 0.2013 | 0 | 0.2013 | 6 | 100 | 0.21097 | 2.3951 | 0.82189 | 1.7 | 5.3999
2007-09-28 14:00 | 0.41352 | 56.7936 | 70.9197 | 31.3028 | 0.41319 | 0.73713 | 0.1934 | 0.1934 | 0 | 0 | 0 | 0.1934 | 381.1476 | 0.53355 | 0 | 0 | 0.73713 | 0.20358 | 0.1934 | 0 | 0 | 0 | 4.5537 | 0 | 0 | 0 | 6 | 100 | 0.21097 | 0.21274 | 0.58971 | 0 | 5.2908
2007-09-28 15:00 | 0.21455 | 42.5045 | 77.9848 | 46.2619 | 0.21367 | 0.38119 | 0.91808 | 0.91808 | 0 | 0 | 0 | 0.91808 | 41.5206 | 0 | 1.1102e-16 | 0 | 0.38119 | 0.9664 | 0.91808 | 0 | 0 | 0 | 4.5537 | 0 | 0.58521 | -0.58521 | 5.3832 | 89.719 | 0.21097 | 1.0099 | 0.30495 | 0 | 4.9349
2007-09-28 16:00 | 0.19484 | 27.9084 | 82.1609 | 61.2376 | 0.19437 | 0.34676 | 1.2289 | 1.2289 | 0 | 0 | 0 | 1.2289 | 28.2172 | 0 | 2.2204e-16 | 0 | 0.34676 | 1.2936 | 1.2289 | 0 | 0 | 0.65023 | 3.9685 | 0 | 0.94682 | -0.94682 | 4.3851 | 73.0851 | 0.21097 | 1.3518 | 0.27741 | 0 | 4.3152
2007-09-28 17:00 | 0.095845 | 13.1845 | 85.1423 | 76.2195 | 0.095742 | 0.1708 | 0.89216 | 0.89216 | 0 | 0 | 0 | 0.89216 | 19.145 | 0 | 1.1102e-16 | 0 | 0.1708 | 0.93912 | 0.89216 | 0 | 0 | 1.7023 | 3.0217 | 0 | 0.76831 | -0.76831 | 3.5752 | 59.5872 | 0.21097 | 0.98138 | 0.13664 | 0 | 3.1925
2007-09-28 18:00 | 0.014 | 0 | 87.6019 | 90 | 0 | 0 | 1.3949 | 1.3949 | 1.7 | 0 | 0.5202 | 1.3949 | 0 | 0 | 0 | 0 | 0 | 0 | 0 | 0.30512 | 0.28986 | 2.5559 | 2.2533 | 0.28986 | 0 | 0.28986 | 3.8502 | 64.1703 | 0.21099 | 1.5344 | 0 | 1.7 | 2.2533
2007-09-28 19:00 | 0 | 0 | 89.9148 | 90 | 0 | 0 | 2.2373 | 2.2373 | 1.7 | 0 | 0.5202 | 2.2373 | 0 | 0 | 0 | 0 | 0 | 0.56559 | 0.53731 | 0 | 0 | 2.2661 | 2.5142 | 0 | 0.56559 | -0.56559 | 3.254 | 54.234 | 0.21099 | 2.461 | 0 | 1.7 | 2.5142
2007-09-28 20:00 | 0 | 0 | 92.4123 | 90 | 0 | 0 | 1.5024 | 1.5024 | 1.7 | 0 | 0.5202 | 1.5024 | 0 | 2.7756e-17 | 0 | 0 | 0 | 0 | 0 | 0.1976 | 0.18772 | 2.8945 | 1.9486 | 0.18772 | 0 | 0.18772 | 3.4321 | 57.2021 | 0.211 | 1.6526 | 0 | 1.7 | 1.9486
2007-09-28 21:00 | 0 | 0 | 95.6083 | 90 | 0 | 0 | 1.0828 | 1.0828 | 1.7 | 0 | 0.5202 | 1.0828 | 0 | 0 | 0 | 0 | 0 | 0 | 0 | 0.61721 | 0.58635 | 2.7068 | 2.1176 | 0.58635 | 0 | 0.58635 | 3.9884 | 66.4731 | 0.21105 | 1.1911 | 0 | 1.7 | 2.1176
2007-09-28 22:00 | 0 | 0 | 100.8337 | 90 | 0 | 0 | 0.66963 | 0.66963 | 1.7 | 0 | 0.5202 | 0.66963 | 0 | 0 | 0 | 0 | 0 | 0 | 0 | 1.0304 | 0.97886 | 2.1204 | 2.6453 | 0.97886 | 0 | 0.97886 | 4.917 | 81.9501 | 0.21112 | 0.73659 | 0 | 1.7 | 2.6453
2007-09-28 23:00 | 0 | 0 | 114.1752 | 90 | 0 | 0 | 0.26758 | 0.26758 | 0 | 0 | 0 | 0.26758 | 0 | 0 | 0 | 0 | 0 | 0.28166 | 0.26758 | 0 | 0 | 1.1416 | 3.5263 | 0 | 0.28166 | -0.28166 | 4.6201 | 77.0019 | 0.21112 | 0.29433 | 0 | 0 | 3.5263
2007-09-29 | 0 | 0 | -167.8186 | 90 | 0 | 0 | 0.27917 | 0.27917 | 0 | 0 | 0 | 0.27917 | 0 | 0 | 0 | 0 | 0 | 0.29386 | 0.27917 | 0 | 0 | 1.4545 | 3.2446 | 0 | 0.29386 | -0.29386 | 4.3104 | 71.8393 | 0.21112 | 0.30708 | 0 | 0 | 3.2446
2007-09-29 01:00 | 0 | 0 | -109.3154 | 90 | 0 | 0 | 0.04454 | 0.04454 | 0 | 0 | 0 | 0.04454 | 0 | 0 | 6.9389e-18 | 0 | 0 | 0.046884 | 0.04454 | 0 | 0 | 1.781 | 2.9508 | 0 | 0.046884 | -0.046884 | 4.2609 | 71.0156 | 0.21112 | 0.048994 | 0 | 0 | 2.9508
2007-09-29 02:00 | 0 | 0 | -98.9528 | 90 | 0 | 0 | 0.15475 | 0.15475 | 0 | 0 | 0 | 0.15475 | 0 | 0 | 0 | 0 | 0 | 0.16289 | 0.15475 | 0 | 0 | 1.8331 | 2.9039 | 0 | 0.16289 | -0.16289 | 4.0892 | 68.1539 | 0.21112 | 0.17022 | 0 | 0 | 2.9039
2007-09-29 03:00 | 0 | 0 | -94.4452 | 90 | 0 | 0 | 0.14243 | 0.14243 | 0 | 0 | 0 | 0.14243 | 0 | 0 | 0 | 0 | 0 | 0.14992 | 0.14243 | 0 | 0 | 2.0141 | 2.741 | 0 | 0.14992 | -0.14992 | 3.9312 | 65.5201 | 0.21112 | 0.15667 | 0 | 0 | 2.741
2007-09-29 04:00 | 0 | 0 | -91.5142 | 90 | 0 | 0 | 0.30646 | 0.30646 | 0 | 0 | 0 | 0.30646 | 0 | 0 | 0 | 0 | 0 | 0.32259 | 0.30646 | 0 | 0 | 2.1807 | 2.5911 | 0 | 0.32259 | -0.32259 | 3.5912 | 59.8527 | 0.21112 | 0.33711 | 0 | 0 | 2.5911
2007-09-29 05:00 | 0 | 0 | -89.118 | 90 | 0 | 0 | 0.40398 | 0.40398 | 0 | 0 | 0 | 0.40398 | 0 | 0 | 5.5511e-17 | 0 | 0 | 0.42524 | 0.40398 | 0 | 0 | 2.5391 | 2.2685 | 0 | 0.42524 | -0.42524 | 3.1429 | 52.382 | 0.21112 | 0.44438 | 0 | 0 | 2.2685
2007-09-29 06:00 | 0.0020246 | 0.80293 | -86.8151 | 88.7072 | 0.002019 | 0.0036018 | 0.13387 | 0.13387 | 0 | 0 | 0 | 0.13387 | 2.6906 | 0 | 2.7756e-17 | 0 | 0.0036018 | 0.14091 | 0.13387 | 0 | 0 | 3.0116 | 1.8432 | 0 | 0.13731 | -0.13731 | 2.9982 | 49.9697 | 0.21112 | 0.14725 | 0.0028815 | 0 | 1.8468
2007-09-29 07:00 | 0.021022 | 15.5724 | -84.2848 | 73.7287 | 0.020925 | 0.03733 | 0.094317 | 0.094317 | 0 | 0 | 0 | 0.094317 | 39.5788 | 0 | 0 | 0 | 0.03733 | 0.099281 | 0.094317 | 0 | 0 | 3.1642 | 1.7059 | 0 | 0.061952 | -0.061952 | 2.9329 | 48.8813 | 0.21112 | 0.10375 | 0.029864 | 0 | 1.7432
2007-09-29 08:00 | 0.044211 | 30.2677 | -81.1208 | 58.7536 | 0.044003 | 0.078502 | 0 | 0 | 0 | 0 | 0 | 0 | 0 | 0 | 0 | 0 | 0.078502 | 0 | 0 | 0 | 0 | 3.233 | 1.644 | 0.078502 | 0 | 0.078502 | 3.0074 | 50.1226 | 0.21111 | 0 | 0.062802 | 0 | 1.7225
2007-09-29 09:00 | 0.094934 | 44.8064 | -76.5393 | 43.7882 | 0.094496 | 0.16858 | 2.0381 | 2.0381 | 1.7 | 0 | 0.5202 | 2.0381 | 8.2715 | 0 | 0 | 0 | 0.16858 | 0.35589 | 0.3381 | 0 | 0 | 3.1545 | 1.7146 | 0 | 0.18731 | -0.18731 | 2.8099 | 46.8318 | 0.21111 | 2.2419 | 0.13486 | 1.7 | 1.8832
2007-09-29 10:00 | 0.074707 | 58.959 | -68.4641 | 28.8494 | 0.074352 | 0.13264 | 1.0293 | 1.0293 | 1.7 | 0 | 0.5202 | 1.0293 | 12.8871 | 0 | 0 | 0 | 0.13264 | 0 | 0 | 0.67072 | 0.63718 | 3.3627 | 1.5273 | 0.76982 | 0 | 0.76982 | 3.5402 | 59.0038 | 0.21117 | 1.1322 | 0.10612 | 1.7 | 1.6599
2007-09-29 11:00 | 0.12141 | 71.7926 | -49.2243 | 14.0252 | 0.12085 | 0.21559 | 0 | 0 | 1.4526 | 0 | 0.45267 | 0 | 0 | 0 | 0 | 0 | 0.21559 | 0 | 0 | 1.4526 | 1.38 | 2.5928 | 2.2201 | 1.5956 | 0 | 1.5956 | 5.0539 | 84.2322 | 0.21115 | 0 | 0.17247 | 1.7 | 2.4357
2007-09-29 12:00 | 0.059771 | 77.8953 | 6.1723 | 3.2699 | 0.059483 | 0.10612 | 1.748 | 1.748 | 1.7 | 0 | 0.5202 | 1.748 | 6.071 | 0 | 0 | 0 | 0.10612 | 0.05049 | 0.047965 | 0 | 0 | 0.99724 | 3.6562 | 0.055628 | 0 | 0.055628 | 5.1067 | 85.1118 | 0.21115 | 1.9228 | 0.084895 | 1.7 | 3.7623
2007-09-29 13:00 | 0.11511 | 69.7854 | 54.1771 | 16.5607 | 0.11458 | 0.2044 | 1.5805 | 1.5805 | 1.7 | 0 | 0.5202 | 1.5805 | 12.9329 | 0 | 0 | 0 | 0.2044 | 0 | 0 | 0.11951 | 0.11354 | 0.94161 | 3.7062 | 0.31794 | 0 | 0.31794 | 5.4083 | 90.1389 | 0.21117 | 1.7385 | 0.16352 | 1.7 | 3.9106
2007-09-29 14:00 | 0.22172 | 56.567 | 70.297 | 31.4227 | 0.22076 | 0.39384 | 0.55105 | 0.55105 | 0 | 0 | 0 | 0.55105 | 71.4714 | 0 | 0 | 0 | 0.39384 | 0.58005 | 0.55105 | 0 | 0 | 0.62367 | 3.9924 | 0 | 0.18621 | -0.18621 | 5.2121 | 86.8675 | 0.21117 | 0.60615 | 0.31507 | 0 | 4.3862
2007-09-29 15:00 | 0.12491 | 42.3162 | 77.491 | 46.3685 | 0.12435 | 0.22184 | 0 | 0 | 0 | 0 | 0 | 0 | 0 | 0 | 0 | 0 | 0.22184 | 0 | 0 | 0 | 0 | 0.83057 | 3.8062 | 0.22184 | 0 | 0.22184 | 5.4225 | 90.3751 | 0.21114 | 0 | 0.17747 | 0 | 4.028
2007-09-29 16:00 | 0.079064 | 27.7407 | 81.7375 | 61.3363 | 0.078713 | 0.14042 | 0 | 0 | 0 | 0 | 0 | 0 | 0 | 0 | 0 | 0 | 0.14042 | 0 | 0 | 0 | 0 | 0.60874 | 4.0058 | 0.14042 | 0 | 0.14042 | 5.5557 | 92.5953 | 0.21112 | 0 | 0.11234 | 0 | 4.1462
2007-09-29 17:00 | 0.034664 | 13.0286 | 84.7526 | 76.3123 | 0.034516 | 0.061577 | 1.8034 | 1.8034 | 1.7 | 0 | 0.5202 | 1.8034 | 3.4144 | 1.249e-16 | 0 | 0 | 0.061577 | 0.10889 | 0.10345 | 0 | 0 | 0.46831 | 4.1322 | 0 | 0.047317 | -0.047317 | 5.5059 | 91.7641 | 0.21112 | 1.9838 | 0.049261 | 1.7 | 4.1938
2007-09-29 18:00 | 0.01382 | 0 | 87.2196 | 90 | 0 | 0 | 2.5667 | 2.5667 | 1.7 | 0 | 0.5202 | 2.5667 | 0 | 0 | 0 | 0 | 0 | 0.91233 | 0.86671 | 0 | 0 | 0.52089 | 4.0849 | 0 | 0.91233 | -0.91233 | 4.5442 | 75.7361 | 0.21112 | 2.8234 | 0 | 1.7 | 4.0849
2007-09-29 19:00 | 0 | 0 | 89.5152 | 90 | 0 | 0 | 0.36026 | 0.36026 | 1.7 | 0 | 0.5202 | 0.36026 | 0 | 0 | 0 | 0 | 0 | 0 | 0 | 1.3397 | 1.2727 | 1.5346 | 3.1726 | 1.2727 | 0 | 1.2727 | 5.7516 | 95.86 | 0.2112 | 0.39629 | 0 | 1.7 | 3.1726
2007-09-29 20:00 | 0 | 0 | 91.9648 | 90 | 0 | 0 | 0.021808 | 0.021808 | 0 | 0 | 0 | 0.021808 | 0 | 0 | 3.4694e-18 | 0 | 0 | 0.022956 | 0.021808 | 0 | 0 | 0.26184 | 4.318 | 0 | 0.022956 | -0.022956 | 5.7274 | 95.4567 | 0.2112 | 0.023989 | 0 | 0 | 4.318
2007-09-29 21:00 | 0 | 0 | 95.0617 | 90 | 0 | 0 | 0.41094 | 0.41094 | 0 | 0 | 0 | 0.41094 | 0 | 0 | 0 | 0 | 0 | 0.43257 | 0.41094 | 0 | 0 | 0.28735 | 4.2951 | 0 | 0.43257 | -0.43257 | 5.2714 | 87.8572 | 0.2112 | 0.45204 | 0 | 0 | 4.2951
2007-09-29 22:00 | 0 | 0 | 100.0781 | 90 | 0 | 0 | 0.45423 | 0.45423 | 0 | 0 | 0 | 0.45423 | 0 | 0 | 5.5511e-17 | 0 | 0 | 0.47814 | 0.45423 | 0 | 0 | 0.76798 | 3.8625 | 0 | 0.47814 | -0.47814 | 4.7674 | 79.4571 | 0.2112 | 0.49966 | 0 | 0 | 3.8625
2007-09-29 23:00 | 0 | 0 | 112.9161 | 90 | 0 | 0 | 0 | 0 | 0 | 0 | 0 | 0 | 0 | 0 | 0 | 0 | 0 | 0 | 0 | 0 | 0 | 1.2993 | 3.3844 | 0 | 0 | 0 | 4.7674 | 79.4571 | 0.2112 | 0 | 0 | 0 | 3.3844
2007-09-30 | 0 | 0 | -166.1418 | 90 | 0 | 0 | 0.18422 | 0.18422 | 0 | 0 | 0 | 0.18422 | 0 | 0 | 0 | 0 | 0 | 0.19391 | 0.18422 | 0 | 0 | 1.2993 | 3.3844 | 0 | 0.19391 | -0.19391 | 4.563 | 76.0504 | 0.2112 | 0.20264 | 0 | 0 | 3.3844
2007-09-30 01:00 | 0 | 0 | -107.9488 | 90 | 0 | 0 | 0 | 0 | 0 | 0 | 0 | 0 | 0 | 0 | 0 | 0 | 0 | 0 | 0 | 0 | 0 | 1.5147 | 3.1905 | 0 | 0 | 0 | 4.563 | 76.0504 | 0.2112 | 0 | 0 | 0 | 3.1905
2007-09-30 02:00 | 0 | 0 | -98.1736 | 90 | 0 | 0 | 0.6048 | 0.6048 | 0 | 0 | 0 | 0.6048 | 0 | 0 | 1.1102e-16 | 0 | 0 | 0.63663 | 0.6048 | 0 | 0 | 1.5147 | 3.1905 | 0 | 0.63663 | -0.63663 | 3.892 | 64.866 | 0.2112 | 0.66528 | 0 | 0 | 3.1905
2007-09-30 03:00 | 0 | 0 | -93.8809 | 90 | 0 | 0 | 0.089278 | 0.089278 | 0 | 0 | 0 | 0.089278 | 0 | 0 | 1.3878e-17 | 0 | 0 | 0.093977 | 0.089278 | 0 | 0 | 2.2221 | 2.5538 | 0 | 0.093977 | -0.093977 | 3.7929 | 63.215 | 0.2112 | 0.098206 | 0 | 0 | 2.5538
2007-09-30 04:00 | 0 | 0 | -91.0483 | 90 | 0 | 0 | 0.38798 | 0.38798 | 0 | 0 | 0 | 0.38798 | 0 | 0 | 5.5511e-17 | 0 | 0 | 0.4084 | 0.38798 | 0 | 0 | 2.3265 | 2.4598 | 0 | 0.4084 | -0.4084 | 3.3624 | 56.0401 | 0.2112 | 0.42678 | 0 | 0 | 2.4598
2007-09-30 05:00 | 0 | 0 | -88.6972 | 90 | 0 | 0 | 0.37493 | 0.37493 | 0 | 0 | 0 | 0.37493 | 0 | 0 | 0 | 0 | 0 | 0.39466 | 0.37493 | 0 | 0 | 2.7803 | 2.0514 | 0 | 0.39466 | -0.39466 | 2.9464 | 49.1066 | 0.2112 | 0.41242 | 0 | 0 | 2.0514
2007-09-30 06:00 | 0.030324 | 0.8256 | -86.4066 | 88.6208 | 0.042617 | 0.076028 | 0.44341 | 0.44341 | 0 | 0 | 0 | 0.44341 | 17.1462 | 0 | 0 | 0 | 0.076028 | 0.46675 | 0.44341 | 0 | 0 | 3.2188 | 1.6568 | 0 | 0.39072 | -0.39072 | 2.5345 | 42.2423 | 0.2112 | 0.48775 | 0.060822 | 0 | 1.7328
2007-09-30 07:00 | 0.25076 | 15.5864 | -83.8603 | 73.6483 | 0.26126 | 0.46609 | 2.2435 | 2.2435 | 1.7 | 0 | 0.5202 | 2.2435 | 20.7752 | 2.2204e-16 | 0 | 0 | 0.46609 | 0.57207 | 0.54347 | 0 | 0 | 3.6529 | 1.2661 | 0 | 0.10599 | -0.10599 | 2.4228 | 40.3803 | 0.2112 | 2.4678 | 0.37287 | 1.7 | 1.7321
2007-09-30 08:00 | 0.47912 | 30.2667 | -80.647 | 58.6804 | 0.49264 | 0.87887 | 1.5773 | 1.5773 | 1.7 | 0 | 0.5202 | 1.5773 | 55.7188 | 0 | 0 | 0 | 0.87887 | 0 | 0 | 0.12266 | 0.11653 | 3.7707 | 1.1601 | 0.9954 | 0 | 0.9954 | 3.3671 | 56.119 | 0.21126 | 1.7351 | 0.7031 | 1.7 | 2.0389
2007-09-30 09:00 | 0.57978 | 44.779 | -75.964 | 43.7248 | 0.59037 | 1.0532 | 2.2164 | 2.2164 | 1.7 | 0 | 0.5202 | 2.2164 | 47.5191 | 0 | 0 | 0 | 1.0532 | 0.54358 | 0.5164 | 0 | 0 | 2.7753 | 2.0559 | 0.50963 | 0 | 0.50963 | 3.8506 | 64.177 | 0.21128 | 2.438 | 0.84257 | 1.7 | 3.1092
2007-09-30 10:00 | 0.66037 | 58.8798 | -67.6865 | 28.8037 | 0.66952 | 1.1944 | 1.7792 | 1.7792 | 1.7 | 0 | 0.5202 | 1.7792 | 67.1326 | 0 | 0 | 0 | 1.1944 | 0.083365 | 0.079197 | 0 | 0 | 2.2657 | 2.5146 | 1.1111 | 0 | 1.1111 | 4.9047 | 81.7443 | 0.21134 | 1.9571 | 0.95554 | 1.7 | 3.709
2007-09-30 11:00 | 0.82037 | 71.5893 | -48.0938 | 14.0301 | 0.8348 | 1.4893 | 2.3641 | 2.3641 | 1.7 | 0 | 0.5202 | 2.3641 | 62.9967 | 0 | 0 | 0 | 1.4893 | 0.69902 | 0.66407 | 0 | 0 | 1.1546 | 3.5146 | 0.79027 | 0 | 0.79027 | 5.6544 | 94.2395 | 0.21138 | 2.6005 | 1.1914 | 1.7 | 5.0038
2007-09-30 12:00 | 0.87894 | 77.4884 | 6.3746 | 3.6723 | 0.89538 | 1.5974 | 1.9761 | 1.9761 | 0.80472 | 0 | 0.27579 | 1.9761 | 80.8337 | 0 | 0 | 0 | 1.5974 | 1.233 | 1.1714 | 0 | 0 | 0.36433 | 4.2258 | 0.36433 | 0 | 0.36433 | 6 | 100 | 0.21137 | 2.1737 | 1.2779 | 1.7 | 5.8232
2007-09-30 13:00 | 0.93205 | 69.4752 | 53.4104 | 16.7209 | 0.95208 | 1.6985 | 0.61422 | 0.61422 | 0 | 0 | 0 | 0.61422 | 276.5285 | 1.052 | 0 | 0 | 1.6985 | 0.64655 | 0.61422 | 0 | 0 | 0 | 4.5537 | 0 | 0 | 0 | 6 | 100 | 0.21137 | 0.67565 | 1.3588 | 0 | 6.2522
2007-09-30 14:00 | 0.80957 | 56.3388 | 69.6824 | 31.5457 | 0.82754 | 1.4763 | 1.9566 | 1.9566 | 0.5766 | 0 | 0.21351 | 1.9566 | 75.4534 | 0.023691 | 0 | 0 | 1.4763 | 1.4526 | 1.38 | 0 | 0 | 0 | 4.5537 | 0 | 0 | 0 | 6 | 100 | 0.21137 | 2.1523 | 1.1811 | 1.7 | 6.03
2007-09-30 15:00 | 0.61451 | 42.1272 | 77.001 | 46.4765 | 0.62863 | 1.1215 | 0.52657 | 0.52657 | 0 | 0 | 0 | 0.52657 | 212.9776 | 0.56719 | 0 | 0 | 1.1215 | 0.55428 | 0.52657 | 0 | 0 | 0 | 4.5537 | 0 | 0 | 0 | 6 | 100 | 0.21137 | 0.57923 | 0.89718 | 0 | 5.6752
2007-09-30 16:00 | 0.36288 | 27.5731 | 81.3161 | 61.4353 | 0.37038 | 0.66075 | 1.5244 | 1.5244 | 0.89669 | 0 | 0.3009 | 1.5244 | 43.3449 | 1.1102e-16 | 0 | 0 | 0.66075 | 0.66075 | 0.62772 | 0 | 0 | 0 | 4.5537 | 0 | 0 | 0 | 6 | 100 | 0.21137 | 1.6769 | 0.5286 | 1.7 | 5.2144
2007-09-30 17:00 | 0.16816 | 12.8735 | 84.3641 | 76.4044 | 0.17349 | 0.3095 | 2.1769 | 2.1769 | 1.7 | 0 | 0.5202 | 2.1769 | 14.2176 | 0 | 0 | 0 | 0.3095 | 0.50198 | 0.47688 | 0 | 0 | 0 | 4.5537 | 0 | 0.19248 | -0.19248 | 5.7971 | 96.6185 | 0.21137 | 2.3946 | 0.2476 | 1.7 | 4.8632
2007-09-30 18:00 | 0.01066 | 0 | 86.8379 | 90 | 0 | 0 | 3.7303 | 3.08 | 1.7 | 0 | 0.5202 | 3.08 | 0 | 0 | 0.65027 | 1.0233 | 0 | 1.4526 | 1.38 | 0 | 0 | 0.21386 | 4.3612 | 0 | 1.4526 | -1.4526 | 4.2659 | 71.0984 | 0.21137 | 4.1033 | 0 | 1.7 | 4.3612
2007-09-30 19:00 | 0 | 0 | 89.1158 | 90 | 0 | 0 | 0.90585 | 0.90585 | 1.7 | 0 | 0.5202 | 0.90585 | 0 | 0 | 0 | 0 | 0 | 0 | 0 | 0.79415 | 0.75445 | 1.8279 | 2.9086 | 0.75445 | 0 | 0.75445 | 4.9816 | 83.0272 | 0.21143 | 0.99643 | 0 | 1.7 | 2.9086
2007-09-30 20:00 | 0 | 0 | 91.5166 | 90 | 0 | 0 | 0.22834 | 0.22834 | 0 | 0 | 0 | 0.22834 | 0 | 0 | 2.7756e-17 | 0 | 0 | 0.24036 | 0.22834 | 0 | 0 | 1.0735 | 3.5876 | 0 | 0.24036 | -0.24036 | 4.7283 | 78.8045 | 0.21143 | 0.25118 | 0 | 0 | 3.5876
2007-09-30 21:00 | 0 | 0 | 94.5131 | 90 | 0 | 0 | 0 | 0 | 0 | 0 | 0 | 0 | 0 | 0 | 0 | 0 | 0 | 0 | 0 | 0 | 0 | 1.3405 | 3.3472 | 0 | 0 | 0 | 4.7283 | 78.8045 | 0.21143 | 0 | 0 | 0 | 3.3472
2007-09-30 22:00 | 0 | 0 | 99.3153 | 90 | 0 | 0 | 0.071345 | 0.071345 | 0 | 0 | 0 | 0.071345 | 0 | 0 | 0 | 0 | 0 | 0.0751 | 0.071345 | 0 | 0 | 1.3405 | 3.3472 | 0 | 0.0751 | -0.0751 | 4.6491 | 77.4852 | 0.21143 | 0.078479 | 0 | 0 | 3.3472
2007-09-30 23:00 | 0 | 0 | 111.617 | 90 | 0 | 0 | 0.48194 | 0.48194 | 0 | 0 | 0 | 0.48194 | 0 | 0 | 1.1102e-16 | 0 | 0 | 0.5073 | 0.48194 | 0 | 0 | 1.424 | 3.2721 | 0 | 0.5073 | -0.5073 | 4.1144 | 68.5728 | 0.21143 | 0.53013 | 0 | 0 | 3.2721
2007-10-01 | 0 | 0 | -164.2538 | 90 | 0 | 0 | 0.015076 | 0.015076 | 0 | 0 | 0 | 0.015076 | 0 | 0 | 1.7347e-18 | 0 | 0 | 0.01587 | 0.015076 | 0 | 0 | 1.9876 | 2.7648 | 0 | 0.01587 | -0.01587 | 4.0976 | 68.294 | 0.21143 | 0.016584 | 0 | 0 | 2.7648
2007-10-01 01:00 | 0 | 0 | -106.5787 | 90 | 0 | 0 | 0.23238 | 0.23238 | 0 | 0 | 0 | 0.23238 | 0 | 0 | 2.7756e-17 | 0 | 0 | 0.24461 | 0.23238 | 0 | 0 | 2.0053 | 2.7489 | 0 | 0.24461 | -0.24461 | 3.8398 | 63.9966 | 0.21143 | 0.25562 | 0 | 0 | 2.7489
2007-10-01 02:00 | 0 | 0 | -97.3969 | 90 | 0 | 0 | 0.22064 | 0.22064 | 0 | 0 | 0 | 0.22064 | 0 | 0 | 0 | 0 | 0 | 0.23225 | 0.22064 | 0 | 0 | 2.2771 | 2.5043 | 0 | 0.23225 | -0.23225 | 3.595 | 59.9165 | 0.21143 | 0.2427 | 0 | 0 | 2.5043
2007-10-01 03:00 | 0 | 0 | -93.3187 | 90 | 0 | 0 | 0.14942 | 0.14942 | 0 | 0 | 0 | 0.14942 | 0 | 0 | 0 | 0 | 0 | 0.15728 | 0.14942 | 0 | 0 | 2.5351 | 2.2721 | 0 | 0.15728 | -0.15728 | 3.4292 | 57.1533 | 0.21143 | 0.16436 | 0 | 0 | 2.2721
2007-10-01 04:00 | 0 | 0 | -90.5839 | 90 | 0 | 0 | 0.06892 | 0.06892 | 0 | 0 | 0 | 0.06892 | 0 | 0 | 0 | 0 | 0 | 0.072548 | 0.06892 | 0 | 0 | 2.7099 | 2.1148 | 0 | 0.072548 | -0.072548 | 3.3527 | 55.8787 | 0.21143 | 0.075812 | 0 | 0 | 2.1148
2007-10-01 05:00 | 0 | 0 | -88.2778 | 90 | 0 | 0 | 0.091715 | 0.091715 | 0 | 0 | 0 | 0.091715 | 0 | 0 | 1.3878e-17 | 0 | 0 | 0.096543 | 0.091715 | 0 | 0 | 2.7905 | 2.0423 | 0 | 0.096543 | -0.096543 | 3.251 | 54.1827 | 0.21143 | 0.10089 | 0 | 0 | 2.0423
2007-10-01 06:00 | 0.02197 | 0.84707 | -85.9992 | 88.5358 | 0.025388 | 0.045292 | 0.086787 | 0.086787 | 0 | 0 | 0 | 0.086787 | 52.187 | 0 | 1.3878e-17 | 0 | 0.045292 | 0.091355 | 0.086787 | 0 | 0 | 2.8977 | 1.9457 | 0 | 0.046063 | -0.046063 | 3.2024 | 53.3734 | 0.21143 | 0.095466 | 0.036233 | 0 | 1.991
2007-10-01 07:00 | 0.23913 | 15.5985 | -83.437 | 73.57 | 0.24929 | 0.44474 | 1.7712 | 1.7712 | 1.7 | 0 | 0.5202 | 1.7712 | 25.109 | 0 | 0 | 0 | 0.44474 | 0.074969 | 0.071221 | 0 | 0 | 2.9489 | 1.8997 | 0.36977 | 0 | 0.36977 | 3.5532 | 59.2199 | 0.21145 | 1.9483 | 0.35579 | 1.7 | 2.3444
2007-10-01 08:00 | 0.47396 | 30.2629 | -80.1748 | 58.6101 | 0.48806 | 0.87071 | 0.99268 | 0.99268 | 1.7 | 0 | 0.5202 | 0.99268 | 87.7133 | 0 | 0 | 0 | 0.87071 | 0 | 0 | 0.70732 | 0.67196 | 2.5792 | 2.2324 | 1.5427 | 0 | 1.5427 | 5.0167 | 83.6116 | 0.21149 | 1.0919 | 0.69657 | 1.7 | 3.1031
2007-10-01 09:00 | 0.70834 | 44.7478 | -75.3912 | 43.6657 | 0.72688 | 1.2968 | 0.86748 | 0.86748 | 0 | 0 | 0 | 0.86748 | 149.4845 | 0 | 0 | 0 | 1.2968 | 0.91314 | 0.86748 | 0 | 0 | 1.0365 | 3.6208 | 0.38361 | 0 | 0.38361 | 5.3806 | 89.677 | 0.21143 | 0.95423 | 1.0374 | 0 | 4.9176
2007-10-01 10:00 | 0.6738 | 58.7951 | -66.9154 | 28.7644 | 0.68429 | 1.2208 | 0.34999 | 0.34999 | 0 | 0 | 0 | 0.34999 | 348.7988 | 0.19947 | 0 | 0 | 1.2208 | 0.36841 | 0.34999 | 0 | 0 | 0.65289 | 3.9661 | 0.65289 | 0 | 0.65289 | 6 | 100 | 0.21134 | 0.38499 | 0.97661 | 0 | 5.1869
2007-10-01 11:00 | 0.79741 | 71.3792 | -46.9928 | 14.0478 | 0.81134 | 1.4474 | 1.1906 | 1.1906 | 0 | 0 | 0 | 1.1906 | 121.5753 | 0.19421 | 0 | 0 | 1.4474 | 1.2532 | 1.1906 | 0 | 0 | 0 | 4.5537 | 0 | 0 | 0 | 6 | 100 | 0.21134 | 1.3096 | 1.1579 | 0 | 6.0011
2007-10-01 12:00 | 1.0376 | 77.0825 | 6.5588 | 4.0746 | 1.0614 | 1.8936 | 0.41133 | 0.41133 | 0 | 0 | 0 | 0.41133 | 460.3615 | 1.4606 | 0 | 0 | 1.8936 | 0.43298 | 0.41133 | 0 | 0 | 0 | 4.5537 | 0 | 0 | 0 | 6 | 100 | 0.21134 | 0.45246 | 1.5149 | 0 | 6.4473
2007-10-01 13:00 | 0.72181 | 69.1634 | 52.6657 | 16.8877 | 0.73194 | 1.3058 | 1.8584 | 1.8584 | 0.61788 | 0 | 0.22478 | 1.8584 | 70.2646 | 0 | 0 | 0 | 1.3058 | 1.3058 | 1.2405 | 0 | 0 | 0 | 4.5537 | 0 | 0 | 0 | 6 | 100 | 0.21134 | 2.0442 | 1.0446 | 1.7 | 5.8595
2007-10-01 14:00 | 0.81296 | 56.1092 | 69.076 | 31.6716 | 0.83211 | 1.4845 | 2.8555 | 2.8555 | 1.4755 | 0 | 0.4589 | 2.8555 | 51.9873 | 0.031851 | 0 | 0.061019 | 1.4845 | 1.4526 | 1.38 | 0 | 0 | 0 | 4.5537 | 0 | 0 | 0 | 6 | 100 | 0.21134 | 3.141 | 1.1876 | 1.7 | 6.0382
2007-10-01 15:00 | 0.60519 | 41.9378 | 76.5146 | 46.5857 | 0.61971 | 1.1056 | 0.83646 | 0.83646 | 0 | 0 | 0 | 0.83646 | 132.1711 | 0.22507 | 0 | 0 | 1.1056 | 0.88048 | 0.83646 | 0 | 0 | 0 | 4.5537 | 0 | 0 | 0 | 6 | 100 | 0.21134 | 0.92011 | 0.88445 | 0 | 5.6592
2007-10-01 16:00 | 0.39165 | 27.4057 | 80.8968 | 61.5343 | 0.40219 | 0.71751 | 0.94689 | 0.94689 | 0 | 0 | 0 | 0.94689 | 75.7752 | 0 | 1.1102e-16 | 0 | 0.71751 | 0.99673 | 0.94689 | 0 | 0 | 0 | 4.5537 | 0 | 0.27922 | -0.27922 | 5.7057 | 95.0946 | 0.21134 | 1.0416 | 0.57401 | 0 | 5.2712
2007-10-01 17:00 | 0.14441 | 12.7193 | 83.9768 | 76.4959 | 0.14762 | 0.26336 | 0.9302 | 0.9302 | 0 | 0 | 0 | 0.9302 | 28.3117 | 0 | 0 | 0 | 0.26336 | 0.97916 | 0.9302 | 0 | 0 | 0.31024 | 4.2745 | 0 | 0.7158 | -0.7158 | 4.9512 | 82.5193 | 0.21134 | 1.0232 | 0.21069 | 0 | 4.5378
2007-10-01 18:00 | 0.011795 | 0 | 86.4569 | 90 | 0 | 0 | 0 | 0 | 0 | 0 | 0 | 0 | 0 | 0 | 0 | 0 | 0 | 0 | 0 | 0 | 0 | 1.1056 | 3.5587 | 0 | 0 | 0 | 4.9512 | 82.5193 | 0.21134 | 0 | 0 | 0 | 3.5587
2007-10-01 19:00 | 0 | 0 | 88.7166 | 90 | 0 | 0 | 0.51354 | 0.51354 | 0 | 0 | 0 | 0.51354 | 0 | 0 | 1.1102e-16 | 0 | 0 | 0.54057 | 0.51354 | 0 | 0 | 1.1056 | 3.5587 | 0 | 0.54057 | -0.54057 | 4.3814 | 73.0225 | 0.21134 | 0.56489 | 0 | 0 | 3.5587
2007-10-01 20:00 | 0 | 0 | 91.068 | 90 | 0 | 0 | 2.7888 | 2.7888 | 1.7 | 0 | 0.5202 | 2.7888 | 0 | 0 | 0 | 0 | 0 | 1.1461 | 1.0888 | 0 | 0 | 1.7062 | 3.0181 | 0 | 1.1461 | -1.1461 | 3.1733 | 52.8875 | 0.21134 | 3.0677 | 0 | 1.7 | 3.0181
2007-10-01 21:00 | 0 | 0 | 93.9625 | 90 | 0 | 0 | 1.2149 | 1.2149 | 1.7 | 0 | 0.5202 | 1.2149 | 0 | 0 | 0 | 0 | 0 | 0 | 0 | 0.48506 | 0.46081 | 2.9797 | 1.872 | 0.46081 | 0 | 0.46081 | 3.6104 | 60.1735 | 0.21137 | 1.3364 | 0 | 1.7 | 1.872
2007-10-01 22:00 | 0 | 0 | 98.5457 | 90 | 0 | 0 | 0 | 0 | 1.4526 | 0 | 0.45267 | 0 | 0 | 0 | 0 | 0 | 0 | 0 | 0 | 1.4526 | 1.38 | 2.5189 | 2.2867 | 1.38 | 0 | 1.38 | 4.9196 | 81.9931 | 0.21138 | 0 | 0 | 1.7 | 2.2867
2007-10-01 23:00 | 0 | 0 | 110.2779 | 90 | 0 | 0 | 0 | 0 | 0 | 0 | 0 | 0 | 0 | 0 | 0 | 0 | 0 | 0 | 0 | 0 | 0 | 1.1389 | 3.5287 | 0 | 0 | 0 | 4.9196 | 81.9931 | 0.21138 | 0 | 0 | 0 | 3.5287
2007-10-02 | 0 | 0 | -162.1158 | 90 | 0 | 0 | 0.47953 | 0.47953 | 0 | 0 | 0 | 0.47953 | 0 | 0 | 0 | 0 | 0 | 0.50476 | 0.47953 | 0 | 0 | 1.1389 | 3.5287 | 0 | 0.50476 | -0.50476 | 4.3875 | 73.1254 | 0.21138 | 0.52748 | 0 | 0 | 3.5287
2007-10-02 01:00 | 0 | 0 | -105.2066 | 90 | 0 | 0 | 0.1386 | 0.1386 | 0 | 0 | 0 | 0.1386 | 0 | 0 | 2.7756e-17 | 0 | 0 | 0.1459 | 0.1386 | 0 | 0 | 1.6997 | 3.024 | 0 | 0.1459 | -0.1459 | 4.2337 | 70.5622 | 0.21138 | 0.15246 | 0 | 0 | 3.024
2007-10-02 02:00 | 0 | 0 | -96.6232 | 90 | 0 | 0 | 0.17225 | 0.17225 | 0 | 0 | 0 | 0.17225 | 0 | 0 | 2.7756e-17 | 0 | 0 | 0.18132 | 0.17225 | 0 | 0 | 1.8618 | 2.8781 | 0 | 0.18132 | -0.18132 | 4.0426 | 67.3768 | 0.21138 | 0.18948 | 0 | 0 | 2.8781
2007-10-02 03:00 | 0 | 0 | -92.7587 | 90 | 0 | 0 | 0.39736 | 0.39736 | 0 | 0 | 0 | 0.39736 | 0 | 0 | 5.5511e-17 | 0 | 0 | 0.41827 | 0.39736 | 0 | 0 | 2.0633 | 2.6967 | 0 | 0.41827 | -0.41827 | 3.6017 | 60.0285 | 0.21138 | 0.43709 | 0 | 0 | 2.6967
2007-10-02 04:00 | 0 | 0 | -90.1213 | 90 | 0 | 0 | 0.042872 | 0.042872 | 0 | 0 | 0 | 0.042872 | 0 | 0 | 0 | 0 | 0 | 0.045129 | 0.042872 | 0 | 0 | 2.528 | 2.2785 | 0 | 0.045129 | -0.045129 | 3.5541 | 59.2357 | 0.21138 | 0.047159 | 0 | 0 | 2.2785
2007-10-02 05:00 | 0 | 0 | -87.8598 | 90 | 0 | 0 | 0.30631 | 0.30631 | 0 | 0 | 0 | 0.30631 | 0 | 0 | 0 | 0 | 0 | 0.32243 | 0.30631 | 0 | 0 | 2.5782 | 2.2333 | 0 | 0.32243 | -0.32243 | 3.2143 | 53.5712 | 0.21138 | 0.33694 | 0 | 0 | 2.2333
2007-10-02 06:00 | 0.032931 | 0.86725 | -85.5931 | 88.4523 | 0.051212 | 0.091362 | 0.64469 | 0.64469 | 0 | 0 | 0 | 0.64469 | 14.1715 | 0 | 1.1102e-16 | 0 | 0.091362 | 0.67862 | 0.64469 | 0 | 0 | 2.9364 | 1.9109 | 0 | 0.58726 | -0.58726 | 2.5953 | 43.2541 | 0.21138 | 0.70916 | 0.07309 | 0 | 2.0023
2007-10-02 07:00 | 0.2431 | 15.6085 | -83.0151 | 73.4941 | 0.2545 | 0.45402 | 1.773 | 1.773 | 1.7 | 0 | 0.5202 | 1.773 | 25.6079 | 0 | 0 | 0 | 0.45402 | 0.076805 | 0.072965 | 0 | 0 | 3.5889 | 1.3236 | 0.37721 | 0 | 0.37721 | 2.9531 | 49.2184 | 0.2114 | 1.9503 | 0.36322 | 1.7 | 1.7777
2007-10-02 08:00 | 0.5004 | 30.2563 | -79.7042 | 58.543 | 0.51709 | 0.92249 | 0.95025 | 0.95025 | 1.7 | 0 | 0.5202 | 0.95025 | 97.0792 | 0 | 0 | 0 | 0.92249 | 0 | 0 | 0.74975 | 0.71226 | 3.2117 | 1.6631 | 1.6348 | 0 | 1.6348 | 4.504 | 75.0661 | 0.21143 | 1.0453 | 0.738 | 1.7 | 2.5856
2007-10-02 09:00 | 0.61092 | 44.7127 | -74.8212 | 43.6109 | 0.62492 | 1.1149 | 1.6763 | 1.6763 | 1.7 | 0 | 0.5202 | 1.6763 | 66.5085 | 3.4694e-18 | 0 | 0 | 1.1149 | 0 | 0 | 0.023738 | 0.022551 | 1.577 | 3.1344 | 1.1374 | 0 | 1.1374 | 5.583 | 93.0501 | 0.21149 | 1.8439 | 0.89189 | 1.7 | 4.2493
2007-10-02 10:00 | 0.62778 | 58.7051 | -66.1512 | 28.7316 | 0.63606 | 1.1347 | 0 | 0 | 0 | 0 | 0 | 0 | 0 | 0.69518 | 0 | 0 | 1.1347 | 0 | 0 | 0 | 0 | 0.43955 | 4.1581 | 0.43955 | 0 | 0.43955 | 6 | 100 | 0.21143 | 0 | 0.90779 | 0 | 5.2928
2007-10-02 11:00 | 0.5453 | 71.1627 | -45.9214 | 14.078 | 0.54711 | 0.97605 | 0 | 0 | 0 | 0 | 0 | 0 | 0 | 0.97605 | 0 | 0 | 0.97605 | 0 | 0 | 0 | 0 | 0 | 4.5537 | 0 | 0 | 0 | 6 | 100 | 0.21143 | 0 | 0.78084 | 0 | 5.5297
2007-10-02 12:00 | 0.70266 | 76.6778 | 6.7264 | 4.4764 | 0.71076 | 1.268 | 0.53199 | 0.53199 | 0 | 0 | 0 | 0.53199 | 238.3484 | 0.708 | 0 | 0 | 1.268 | 0.55999 | 0.53199 | 0 | 0 | 0 | 4.5537 | 0 | 0 | 0 | 6 | 100 | 0.21143 | 0.58519 | 1.0144 | 0 | 5.8217
2007-10-02 13:00 | 0.72179 | 68.8503 | 51.942 | 17.0607 | 0.73252 | 1.3068 | 3.0833 | 3.08 | 1.7 | 0 | 0.5202 | 3.08 | 42.4288 | 0 | 0.0032736 | 0.3116 | 1.3068 | 1.4526 | 1.38 | 0 | 0 | 0 | 4.5537 | 0 | 0.14582 | -0.14582 | 5.8463 | 97.4381 | 0.21143 | 3.3916 | 1.0454 | 1.7 | 5.8605
2007-10-02 14:00 | 0.69892 | 55.8784 | 68.4776 | 31.8001 | 0.71275 | 1.2715 | 0.98226 | 0.98226 | 0 | 0 | 0 | 0.98226 | 129.4511 | 0.075561 | 0 | 0 | 1.2715 | 1.034 | 0.98226 | 0 | 0 | 0.16203 | 4.4079 | 0.16203 | 0 | 0.16203 | 6 | 100 | 0.21141 | 1.0805 | 1.0172 | 0 | 5.6794
2007-10-02 15:00 | 0.53301 | 41.748 | 76.0321 | 46.6958 | 0.54354 | 0.96967 | 0.19769 | 0.19769 | 0 | 0 | 0 | 0.19769 | 490.496 | 0.76157 | 0 | 0 | 0.96967 | 0.2081 | 0.19769 | 0 | 0 | 0 | 4.5537 | 0 | 0 | 0 | 6 | 100 | 0.21141 | 0.21746 | 0.77574 | 0 | 5.5234
2007-10-02 16:00 | 0.34866 | 27.2388 | 80.4796 | 61.6334 | 0.35635 | 0.63573 | 1.6638 | 1.6638 | 1.0598 | 0 | 0.34544 | 1.6638 | 38.2096 | 0 | 0 | 0 | 0.63573 | 0.63573 | 0.60394 | 0 | 0 | 0 | 4.5537 | 0 | 0 | 0 | 6 | 100 | 0.21141 | 1.8302 | 0.50858 | 1.7 | 5.1894
2007-10-02 17:00 | 0.11501 | 12.5662 | 83.5909 | 76.5867 | 0.11604 | 0.20701 | 1.1831 | 1.1831 | 0 | 0 | 0 | 1.1831 | 17.4975 | 0 | 0 | 0 | 0.20701 | 1.2454 | 1.1831 | 0 | 0 | 0 | 4.5537 | 0 | 1.0384 | -1.0384 | 4.9055 | 81.7579 | 0.21141 | 1.3014 | 0.16561 | 0 | 4.7607
2007-10-02 18:00 | 0.0090092 | 0 | 86.0768 | 90 | 0 | 0 | 0.68928 | 0.68928 | 0 | 0 | 0 | 0.68928 | 0 | 0 | 0 | 0 | 0 | 0.72556 | 0.68928 | 0 | 0 | 1.1537 | 3.5153 | 0 | 0.72556 | -0.72556 | 4.1407 | 69.0111 | 0.21141 | 0.75821 | 0 | 0 | 3.5153
2007-10-02 19:00 | 0 | 0 | 88.3177 | 90 | 0 | 0 | 1.3506 | 1.3506 | 1.7 | 0 | 0.5202 | 1.3506 | 0 | -5.5511e-17 | 0 | 0 | 0 | 0 | 0 | 0.34937 | 0.3319 | 1.9599 | 2.7898 | 0.3319 | 0 | 0.3319 | 4.4555 | 74.2589 | 0.21143 | 1.4857 | 0 | 1.7 | 2.7898
2007-10-02 20:00 | 0 | 0 | 90.6191 | 90 | 0 | 0 | 0 | 0 | 1.4526 | 0 | 0.45267 | 0 | 0 | 0 | 0 | 0 | 0 | 0 | 0 | 1.4526 | 1.38 | 1.628 | 3.0885 | 1.38 | 0 | 1.38 | 5.7647 | 96.0786 | 0.21144 | 0 | 0 | 1.7 | 3.0885
2007-10-02 21:00 | 0 | 0 | 93.4102 | 90 | 0 | 0 | 0 | 0 | 0 | 0 | 0 | 0 | 0 | 0 | 0 | 0 | 0 | 0 | 0 | 0 | 0 | 0.24801 | 4.3305 | 0 | 0 | 0 | 5.7647 | 96.0786 | 0.21144 | 0 | 0 | 0 | 4.3305
2007-10-02 22:00 | 0 | 0 | 97.7696 | 90 | 0 | 0 | 0 | 0 | 0 | 0 | 0 | 0 | 0 | 0 | 0 | 0 | 0 | 0 | 0 | 0 | 0 | 0.24801 | 4.3305 | 0 | 0 | 0 | 5.7647 | 96.0786 | 0.21144 | 0 | 0 | 0 | 4.3305
2007-10-02 23:00 | 0 | 0 | 108.899 | 90 | 0 | 0 | 0.35776 | 0.35776 | 0 | 0 | 0 | 0.35776 | 0 | 0 | 0 | 0 | 0 | 0.37659 | 0.35776 | 0 | 0 | 0.24801 | 4.3305 | 0 | 0.37659 | -0.37659 | 5.3678 | 89.4626 | 0.21144 | 0.39354 | 0 | 0 | 4.3305
2007-10-03 | 0 | 0 | -159.6798 | 90 | 0 | 0 | 0.27124 | 0.27124 | 0 | 0 | 0 | 0.27124 | 0 | 0 | 5.5511e-17 | 0 | 0 | 0.28552 | 0.27124 | 0 | 0 | 0.66645 | 3.9539 | 0 | 0.28552 | -0.28552 | 5.0668 | 84.4466 | 0.21144 | 0.29836 | 0 | 0 | 3.9539
2007-10-03 01:00 | 0 | 0 | -103.8343 | 90 | 0 | 0 | 0.23088 | 0.23088 | 0 | 0 | 0 | 0.23088 | 0 | 0 | 2.7756e-17 | 0 | 0 | 0.24303 | 0.23088 | 0 | 0 | 0.98369 | 3.6684 | 0 | 0.24303 | -0.24303 | 4.8106 | 80.177 | 0.21144 | 0.25396 | 0 | 0 | 3.6684
2007-10-03 02:00 | 0 | 0 | -95.8528 | 90 | 0 | 0 | 0 | 0 | 0 | 0 | 0 | 0 | 0 | 0 | 0 | 0 | 0 | 0 | 0 | 0 | 0 | 1.2537 | 3.4253 | 0 | 0 | 0 | 4.8106 | 80.177 | 0.21144 | 0 | 0 | 0 | 3.4253
2007-10-03 03:00 | 0 | 0 | -92.2012 | 90 | 0 | 0 | 0.35667 | 0.35667 | 0 | 0 | 0 | 0.35667 | 0 | 0 | 5.5511e-17 | 0 | 0 | 0.37544 | 0.35667 | 0 | 0 | 1.2537 | 3.4253 | 0 | 0.37544 | -0.37544 | 4.4149 | 73.5812 | 0.21144 | 0.39234 | 0 | 0 | 3.4253
2007-10-03 04:00 | 0 | 0 | -89.6606 | 90 | 0 | 0 | 0.62412 | 0.62412 | 0 | 0 | 0 | 0.62412 | 0 | 0 | 0 | 0 | 0 | 0.65696 | 0.62412 | 0 | 0 | 1.6709 | 3.0499 | 0 | 0.65696 | -0.65696 | 3.7224 | 62.0395 | 0.21144 | 0.68653 | 0 | 0 | 3.0499
2007-10-03 05:00 | 0 | 0 | -87.4434 | 90 | 0 | 0 | 0 | 0 | 0 | 0 | 0 | 0 | 0 | 0 | 0 | 0 | 0 | 0 | 0 | 0 | 0 | 2.4008 | 2.3929 | 0 | 0 | 0 | 3.7224 | 62.0395 | 0.21144 | 0 | 0 | 0 | 2.3929
2007-10-03 06:00 | 0.025214 | 0.88605 | -85.1885 | 88.3704 | 0.032407 | 0.057814 | 0.040842 | 0.040842 | 0 | 0 | 0 | 0.040842 | 141.556 | 0 | 0 | 0 | 0.057814 | 0.042991 | 0.040842 | 0 | 0 | 2.4008 | 2.3929 | 0.014823 | 0 | 0.014823 | 3.7364 | 62.2739 | 0.21144 | 0.044926 | 0.046251 | 0 | 2.4508
2007-10-03 07:00 | 0.20886 | 15.6165 | -82.5947 | 73.4204 | 0.21661 | 0.38643 | 0.60086 | 0.60086 | 0 | 0 | 0 | 0.60086 | 64.3118 | 0 | 0 | 0 | 0.38643 | 0.63249 | 0.60086 | 0 | 0 | 2.386 | 2.4063 | 0 | 0.24606 | -0.24606 | 3.4771 | 57.951 | 0.21144 | 0.66095 | 0.30914 | 0 | 2.7927
2007-10-03 08:00 | 0.42961 | 30.2468 | -79.2355 | 58.4791 | 0.44198 | 0.78849 | 0 | 0 | 0 | 0 | 0 | 0 | 0 | 0 | 0 | 0 | 0.78849 | 0 | 0 | 0 | 0 | 2.6594 | 2.1602 | 0.78849 | 0 | 0.78849 | 4.2251 | 70.418 | 0.21133 | 0 | 0.63079 | 0 | 2.9487
2007-10-03 09:00 | 0.62344 | 44.6737 | -74.2541 | 43.5605 | 0.63904 | 1.1401 | 1.3964 | 1.3964 | 1.7 | 0 | 0.5202 | 1.3964 | 81.6417 | 0 | 0 | 0 | 1.1401 | 0 | 0 | 0.30359 | 0.28841 | 1.8709 | 2.8699 | 1.4285 | 0 | 1.4285 | 5.5803 | 93.004 | 0.21138 | 1.5361 | 0.91204 | 1.7 | 4.0099
2007-10-03 10:00 | 0.72481 | 58.6097 | -65.3946 | 28.7054 | 0.73978 | 1.3198 | 0 | 0 | 0 | 0 | 0 | 0 | 0 | 0.8773 | 0 | 0 | 1.3198 | 0 | 0 | 0 | 0 | 0.44247 | 4.1555 | 0.44247 | 0 | 0.44247 | 6 | 100 | 0.21132 | 0 | 1.0558 | 0 | 5.4752
2007-10-03 11:00 | 1.0241 | 70.9399 | -44.8798 | 14.1207 | 1.0502 | 1.8736 | 0.29762 | 0.29762 | 0 | 0 | 0 | 0.29762 | 629.5508 | 1.5604 | 0 | 0 | 1.8736 | 0.31328 | 0.29762 | 0 | 0 | 0 | 4.5537 | 0 | 0 | 0 | 6 | 100 | 0.21132 | 0.32738 | 1.4989 | 0 | 6.4273
2007-10-03 12:00 | 1.0812 | 76.2744 | 6.8785 | 4.8773 | 1.1085 | 1.9776 | 0 | 0 | 0 | 0 | 0 | 0 | 0 | 1.9776 | 0 | 0 | 1.9776 | 0 | 0 | 0 | 0 | 0 | 4.5537 | 0 | 0 | 0 | 6 | 100 | 0.21132 | 0 | 1.5821 | 0 | 6.5313
2007-10-03 13:00 | 1.0555 | 68.5362 | 51.2385 | 17.2395 | 1.0828 | 1.9317 | 2.1945 | 2.1945 | 0.81451 | 0 | 0.27846 | 2.1945 | 88.0257 | 0.4791 | 0 | 0 | 1.9317 | 1.4526 | 1.38 | 0 | 0 | 0 | 4.5537 | 0 | 0 | 0 | 6 | 100 | 0.21132 | 2.414 | 1.5454 | 1.7 | 6.4854
2007-10-03 14:00 | 0.88868 | 55.6467 | 67.8873 | 31.9311 | 0.91297 | 1.6287 | 0 | 0 | 0 | 0 | 0 | 0 | 0 | 1.6287 | 0 | 0 | 1.6287 | 0 | 0 | 0 | 0 | 0 | 4.5537 | 0 | 0 | 0 | 6 | 100 | 0.21132 | 0 | 1.303 | 0 | 6.1824
2007-10-03 15:00 | 0.71799 | 41.558 | 75.5534 | 46.8069 | 0.7402 | 1.3205 | 1.2157 | 1.2157 | 0 | 0 | 0 | 1.2157 | 108.6217 | 0.04083 | 0 | 0 | 1.3205 | 1.2797 | 1.2157 | 0 | 0 | 0 | 4.5537 | 0 | 0 | 0 | 6 | 100 | 0.21132 | 1.3373 | 1.0564 | 0 | 5.8742
2007-10-03 16:00 | 0.43123 | 27.0724 | 80.0647 | 61.7323 | 0.44684 | 0.79716 | 1.2987 | 1.2987 | 0.54136 | 0 | 0.20389 | 1.2987 | 61.3832 | 0 | 0 | 0 | 0.79716 | 0.79716 | 0.75731 | 0 | 0 | 0 | 4.5537 | 0 | 0 | 0 | 6 | 100 | 0.21132 | 1.4285 | 0.63773 | 1.7 | 5.3509
2007-10-03 17:00 | 0.16252 | 12.4143 | 83.2064 | 76.6764 | 0.16931 | 0.30205 | 0.18608 | 0.18608 | 0 | 0 | 0 | 0.18608 | 162.3193 | 0.10617 | 0 | 0 | 0.30205 | 0.19588 | 0.18608 | 0 | 0 | 0 | 4.5537 | 0 | 0 | 0 | 6 | 100 | 0.21132 | 0.20469 | 0.24164 | 0 | 4.8557
2007-10-03 18:00 | 0.0086966 | 0 | 85.6975 | 90 | 0 | 0 | 1.6897 | 1.6897 | 1.6897 | 0 | 0.51738 | 1.6897 | 0 | 0 | 0 | 0 | 0 | 0 | 0 | 0 | 0 | 0 | 4.5537 | 0 | 0 | 0 | 6 | 100 | 0.21132 | 1.8587 | 0 | 1.7 | 4.5537
2007-10-03 19:00 | 0 | 0 | 87.9193 | 90 | 0 | 0 | 0.52383 | 0.52383 | 0 | 0 | 0 | 0.52383 | 0 | 0 | 1.1102e-16 | 0 | 0 | 0.5514 | 0.52383 | 0 | 0 | 0 | 4.5537 | 0 | 0.5514 | -0.5514 | 5.4188 | 90.313 | 0.21132 | 0.57621 | 0 | 0 | 4.5537
2007-10-03 20:00 | 0 | 0 | 90.17 | 90 | 0 | 0 | 0.35443 | 0.35443 | 0 | 0 | 0 | 0.35443 | 0 | 0 | 5.5511e-17 | 0 | 0 | 0.37309 | 0.35443 | 0 | 0 | 0.61266 | 4.0023 | 0 | 0.37309 | -0.37309 | 5.0255 | 83.7585 | 0.21132 | 0.38988 | 0 | 0 | 4.0023
2007-10-03 21:00 | 0 | 0 | 92.8565 | 90 | 0 | 0 | 0 | 0 | 0 | 0 | 0 | 0 | 0 | 0 | 0 | 0 | 0 | 0 | 0 | 0 | 0 | 1.0272 | 3.6292 | 0 | 0 | 0 | 5.0255 | 83.7585 | 0.21132 | 0 | 0 | 0 | 3.6292
2007-10-03 22:00 | 0 | 0 | 96.9877 | 90 | 0 | 0 | 0.36537 | 0.36537 | 0 | 0 | 0 | 0.36537 | 0 | 0 | 5.5511e-17 | 0 | 0 | 0.3846 | 0.36537 | 0 | 0 | 1.0272 | 3.6292 | 0 | 0.3846 | -0.3846 | 4.6201 | 77.0018 | 0.21132 | 0.40191 | 0 | 0 | 3.6292
2007-10-03 23:00 | 0 | 0 | 107.4809 | 90 | 0 | 0 | 0.16435 | 0.16435 | 0 | 0 | 0 | 0.16435 | 0 | 0 | 2.7756e-17 | 0 | 0 | 0.173 | 0.16435 | 0 | 0 | 1.4545 | 3.2446 | 0 | 0.173 | -0.173 | 4.4378 | 73.9625 | 0.21132 | 0.18078 | 0 | 0 | 3.2446
2007-10-04 | 0 | 0 | -156.8873 | 90 | 0 | 0 | 0.13283 | 0.13283 | 0 | 0 | 0 | 0.13283 | 0 | 0 | 2.7756e-17 | 0 | 0 | 0.13982 | 0.13283 | 0 | 0 | 1.6468 | 3.0716 | 0 | 0.13982 | -0.13982 | 4.2904 | 71.5062 | 0.21132 | 0.14611 | 0 | 0 | 3.0716
2007-10-04 01:00 | 0 | 0 | -102.4635 | 90 | 0 | 0 | 0 | 0 | 0 | 0 | 0 | 0 | 0 | 0 | 0 | 0 | 0 | 0 | 0 | 0 | 0 | 1.8021 | 2.9318 | 0 | 0 | 0 | 4.2904 | 71.5062 | 0.21132 | 0 | 0 | 0 | 2.9318
2007-10-04 02:00 | 0 | 0 | -95.0861 | 90 | 0 | 0 | 0.6703 | 0.6703 | 0 | 0 | 0 | 0.6703 | 0 | 0 | 1.1102e-16 | 0 | 0 | 0.70558 | 0.6703 | 0 | 0 | 1.8021 | 2.9318 | 0 | 0.70558 | -0.70558 | 3.5466 | 59.1105 | 0.21132 | 0.73733 | 0 | 0 | 2.9318
2007-10-04 03:00 | 0 | 0 | -91.6463 | 90 | 0 | 0 | 0.26354 | 0.26354 | 0 | 0 | 0 | 0.26354 | 0 | 0 | 5.5511e-17 | 0 | 0 | 0.27741 | 0.26354 | 0 | 0 | 2.5861 | 2.2262 | 0 | 0.27741 | -0.27741 | 3.2542 | 54.2369 | 0.21132 | 0.2899 | 0 | 0 | 2.2262
2007-10-04 04:00 | 0 | 0 | -89.2019 | 90 | 0 | 0 | 0.30934 | 0.30934 | 0 | 0 | 0 | 0.30934 | 0 | 0 | 5.5511e-17 | 0 | 0 | 0.32562 | 0.30934 | 0 | 0 | 2.8943 | 1.9488 | 0 | 0.32562 | -0.32562 | 2.911 | 48.5164 | 0.21132 | 0.34027 | 0 | 0 | 1.9488
2007-10-04 05:00 | 0 | 0 | -87.0287 | 90 | 0 | 0 | 0.28437 | 0.28437 | 0 | 0 | 0 | 0.28437 | 0 | 0 | 5.5511e-17 | 0 | 0 | 0.29934 | 0.28437 | 0 | 0 | 3.2561 | 1.6232 | 0 | 0.29934 | -0.29934 | 2.5955 | 43.2576 | 0.21132 | 0.31281 | 0 | 0 | 1.6232
2007-10-04 06:00 | 0.011361 | 0.9034 | -84.7856 | 88.2902 | 0.011532 | 0.020573 | 0.40826 | 0.40826 | 0 | 0 | 0 | 0.40826 | 5.0393 | 0 | 5.5511e-17 | 0 | 0.020573 | 0.42974 | 0.40826 | 0 | 0 | 3.5887 | 1.3238 | 0 | 0.40917 | -0.40917 | 2.1642 | 36.0692 | 0.21132 | 0.44908 | 0.016458 | 0 | 1.3444
2007-10-04 07:00 | 0.18415 | 15.6223 | -82.1759 | 73.3492 | 0.18916 | 0.33746 | 1.589 | 1.589 | 1.7 | 0 | 0.5202 | 1.589 | 21.2376 | 0 | 0 | 0 | 0.33746 | 0 | 0 | 0.11103 | 0.10547 | 4.0433 | 0.91468 | 0.44293 | 0 | 0.44293 | 2.5844 | 43.0726 | 0.21135 | 1.7479 | 0.26997 | 1.7 | 1.2521
2007-10-04 08:00 | 0.40537 | 30.2344 | -78.7689 | 58.4184 | 0.41625 | 0.74258 | 0 | 0 | 1.4526 | 0 | 0.45267 | 0 | 0 | 0 | 0 | 0 | 0.74258 | 0 | 0 | 1.4526 | 1.38 | 3.6004 | 1.3133 | 2.1226 | 0 | 2.1226 | 4.598 | 76.6335 | 0.21125 | 0 | 0.59407 | 1.7 | 2.0559
2007-10-04 09:00 | 0.71998 | 44.6307 | -73.6904 | 43.5147 | 0.74217 | 1.324 | 0 | 0 | 0.425 | 0 | 0.17213 | 0 | 0 | 0.26311 | 0 | 0 | 1.324 | 0 | 0 | 0.16189 | 0.15379 | 1.4778 | 3.2236 | 1.4778 | 0 | 1.4778 | 6 | 100 | 0.21104 | 0 | 1.0592 | 1.7 | 4.5477
2007-10-04 10:00 | 0.71037 | 58.509 | -64.6459 | 28.6858 | 0.7251 | 1.2936 | 1.0531 | 1.0531 | 0 | 0 | 0 | 1.0531 | 122.8373 | 0.18507 | 0 | 0 | 1.2936 | 1.1085 | 1.0531 | 0 | 0 | 0 | 4.5537 | 0 | 0 | 0 | 6 | 100 | 0.21104 | 1.1584 | 1.0349 | 0 | 5.8473
2007-10-04 11:00 | 0.98161 | 70.7113 | -43.8682 | 14.1757 | 1.0074 | 1.7973 | 1.4622 | 1.4622 | 0.425 | 0 | 0.17213 | 1.4622 | 122.9202 | 0.70554 | 0 | 0 | 1.7973 | 1.0917 | 1.0372 | 0 | 0 | 0 | 4.5537 | 0 | 0 | 0 | 6 | 100 | 0.21104 | 1.6084 | 1.4378 | 1.7 | 6.351
2007-10-04 12:00 | 1.0097 | 75.8724 | 7.0159 | 5.2769 | 1.0359 | 1.8481 | 1.7072 | 1.7072 | 0.425 | 0 | 0.17213 | 1.7072 | 108.2513 | 0.49838 | 0 | 0 | 1.8481 | 1.3497 | 1.2822 | 0 | 0 | 0 | 4.5537 | 0 | 0 | 0 | 6 | 100 | 0.21104 | 1.8779 | 1.4785 | 1.7 | 6.4018
2007-10-04 13:00 | 0.8336 | 68.2213 | 50.5544 | 17.4237 | 0.85265 | 1.5211 | 0.97911 | 0.97911 | 0 | 0 | 0 | 0.97911 | 155.3589 | 0.49049 | 0 | 0 | 1.5211 | 1.0306 | 0.97911 | 0 | 0 | 0 | 4.5537 | 0 | 0 | 0 | 6 | 100 | 0.21104 | 1.077 | 1.2169 | 0 | 6.0748
2007-10-04 14:00 | 0.60016 | 55.4142 | 67.305 | 32.0645 | 0.60887 | 1.0862 | 0 | 0 | 0 | 0 | 0 | 0 | 0 | 1.0862 | 0 | 0 | 1.0862 | 0 | 0 | 0 | 0 | 0 | 4.5537 | 0 | 0 | 0 | 6 | 100 | 0.21104 | 0 | 0.86898 | 0 | 5.6399
2007-10-04 15:00 | 0.46246 | 41.368 | 75.0787 | 46.9187 | 0.46918 | 0.83701 | 2.1432 | 2.1432 | 1.348 | 0 | 0.42411 | 2.1432 | 39.0547 | 0 | 0 | 0 | 0.83701 | 0.83701 | 0.79516 | 0 | 0 | 0 | 4.5537 | 0 | 0 | 0 | 6 | 100 | 0.21104 | 2.3575 | 0.66961 | 1.7 | 5.3907
2007-10-04 16:00 | 0.19152 | 26.9066 | 79.652 | 61.831 | 0.19131 | 0.34129 | 0 | 0 | 0 | 0 | 0 | 0 | 0 | 0.34129 | 0 | 0 | 0.34129 | 0 | 0 | 0 | 0 | 0 | 4.5537 | 0 | 0 | 0 | 6 | 100 | 0.21104 | 0 | 0.27303 | 0 | 4.895
2007-10-04 17:00 | 0.13159 | 12.2637 | 82.8234 | 76.7652 | 0.13466 | 0.24024 | 1.0633 | 1.0633 | 0 | 0 | 0 | 1.0633 | 22.5931 | 0 | 2.2204e-16 | 0 | 0.24024 | 1.1193 | 1.0633 | 0 | 0 | 0 | 4.5537 | 0 | 0.87905 | -0.87905 | 5.0734 | 84.5567 | 0.21104 | 1.1697 | 0.19219 | 0 | 4.7939
2007-10-04 18:00 | 0.0036437 | 0 | 85.3192 | 90 | 0 | 0 | 2.5957 | 2.5957 | 1.7 | 0 | 0.5202 | 2.5957 | 0 | 0 | 0 | 0 | 0 | 0.94288 | 0.89573 | 0 | 0 | 0.97672 | 3.6746 | 0 | 0.94288 | -0.94288 | 4.0795 | 67.9921 | 0.21104 | 2.8553 | 0 | 1.7 | 3.6746
2007-10-04 19:00 | 0 | 0 | 87.5216 | 90 | 0 | 0 | 2.1488 | 2.1488 | 1.7 | 0 | 0.5202 | 2.1488 | 0 | 0 | 0 | 0 | 0 | 0.47243 | 0.44881 | 0 | 0 | 2.0244 | 2.7318 | 0 | 0.47243 | -0.47243 | 3.5815 | 59.6923 | 0.21104 | 2.3637 | 0 | 1.7 | 2.7318
2007-10-04 20:00 | 0 | 0 | 89.721 | 90 | 0 | 0 | 2.4315 | 2.4315 | 1.7 | 0 | 0.5202 | 2.4315 | 0 | 0 | 0 | 0 | 0 | 0.77 | 0.7315 | 0 | 0 | 2.5493 | 2.2593 | 0 | 0.77 | -0.77 | 2.7699 | 46.1648 | 0.21104 | 2.6746 | 0 | 1.7 | 2.2593
2007-10-04 21:00 | 0 | 0 | 92.3015 | 90 | 0 | 0 | 2.0258 | 2.0258 | 1.7 | 0 | 0.5202 | 2.0258 | 0 | 0 | 0 | 0 | 0 | 0.34291 | 0.32576 | 0 | 0 | 3.4048 | 1.4893 | 0 | 0.34291 | -0.34291 | 2.4084 | 40.1405 | 0.21104 | 2.2283 | 0 | 1.7 | 1.4893
2007-10-04 22:00 | 0 | 0 | 96.2002 | 90 | 0 | 0 | 0.18757 | 0.18757 | 1.6402 | 0 | 0.50388 | 0.18757 | 0 | 2.2204e-16 | 0 | 0 | 0 | 0 | 0 | 1.4526 | 1.38 | 3.7859 | 1.1464 | 1.38 | 0 | 1.38 | 3.7176 | 61.9602 | 0.21109 | 0.20633 | 0 | 1.7 | 1.1464
2007-10-04 23:00 | 0 | 0 | 106.0241 | 90 | 0 | 0 | 0.10955 | 0.10955 | 1.5622 | 0 | 0.48258 | 0.10955 | 0 | 2.2204e-16 | 0 | 0 | 0 | 0 | 0 | 1.4526 | 1.38 | 2.4059 | 2.3884 | 1.38 | 0 | 1.38 | 5.0268 | 83.7799 | 0.21113 | 0.12051 | 0 | 1.7 | 2.3884
2007-10-05 | 0 | 0 | -153.6667 | 90 | 0 | 0 | 0.2488 | 0.2488 | 0 | 0 | 0 | 0.2488 | 0 | 0 | 2.7756e-17 | 0 | 0 | 0.2619 | 0.2488 | 0 | 0 | 1.0259 | 3.6304 | 0 | 0.2619 | -0.2619 | 4.7507 | 79.1788 | 0.21113 | 0.27368 | 0 | 0 | 3.6304
2007-10-05 01:00 | 0 | 0 | -101.0957 | 90 | 0 | 0 | 0.13917 | 0.13917 | 0 | 0 | 0 | 0.13917 | 0 | 0 | 0 | 0 | 0 | 0.14649 | 0.13917 | 0 | 0 | 1.3169 | 3.3685 | 0 | 0.14649 | -0.14649 | 4.5963 | 76.6052 | 0.21113 | 0.15309 | 0 | 0 | 3.3685
2007-10-05 02:00 | 0 | 0 | -94.3235 | 90 | 0 | 0 | 0.29502 | 0.29502 | 0 | 0 | 0 | 0.29502 | 0 | 0 | 5.5511e-17 | 0 | 0 | 0.31054 | 0.29502 | 0 | 0 | 1.4796 | 3.222 | 0 | 0.31054 | -0.31054 | 4.269 | 71.1495 | 0.21113 | 0.32452 | 0 | 0 | 3.222
2007-10-05 03:00 | 0 | 0 | -91.0943 | 90 | 0 | 0 | 0.22679 | 0.22679 | 0 | 0 | 0 | 0.22679 | 0 | 0 | 2.7756e-17 | 0 | 0 | 0.23873 | 0.22679 | 0 | 0 | 1.8247 | 2.9115 | 0 | 0.23873 | -0.23873 | 4.0173 | 66.9554 | 0.21113 | 0.24947 | 0 | 0 | 2.9115
2007-10-05 04:00 | 0 | 0 | -88.7454 | 90 | 0 | 0 | 0.30341 | 0.30341 | 0 | 0 | 0 | 0.30341 | 0 | 0 | 5.5511e-17 | 0 | 0 | 0.31938 | 0.30341 | 0 | 0 | 2.0899 | 2.6728 | 0 | 0.31938 | -0.31938 | 3.6807 | 61.3445 | 0.21113 | 0.33376 | 0 | 0 | 2.6728
2007-10-05 05:00 | 0 | 0 | -86.6159 | 90 | 0 | 0 | 0.11018 | 0.11018 | 0 | 0 | 0 | 0.11018 | 0 | 0 | 1.3878e-17 | 0 | 0 | 0.11598 | 0.11018 | 0 | 0 | 2.4448 | 2.3534 | 0 | 0.11598 | -0.11598 | 3.5584 | 59.3069 | 0.21113 | 0.1212 | 0 | 0 | 2.3534
2007-10-05 06:00 | 0.015799 | 0.91921 | -84.3843 | 88.2118 | 0.016516 | 0.029464 | 0.30397 | 0.30397 | 0 | 0 | 0 | 0.30397 | 9.6928 | 0 | 0 | 0 | 0.029464 | 0.31997 | 0.30397 | 0 | 0 | 2.5737 | 2.2374 | 0 | 0.29051 | -0.29051 | 3.2522 | 54.2032 | 0.21113 | 0.33437 | 0.023571 | 0 | 2.2669
2007-10-05 07:00 | 0.10864 | 15.6259 | -81.759 | 73.2805 | 0.10861 | 0.19376 | 1.3012 | 1.3012 | 1.7 | 0 | 0.5202 | 1.3012 | 14.8907 | 0 | 0 | 0 | 0.19376 | 0 | 0 | 0.3988 | 0.37886 | 2.8964 | 1.9469 | 0.57261 | 0 | 0.57261 | 3.7954 | 63.257 | 0.21117 | 1.4313 | 0.15501 | 1.7 | 2.1406
2007-10-05 08:00 | 0.32075 | 30.2189 | -78.3045 | 58.3611 | 0.32491 | 0.57964 | 1.2118 | 1.2118 | 1.7 | 0 | 0.5202 | 1.2118 | 47.8331 | 0 | 0 | 0 | 0.57964 | 0 | 0 | 0.4882 | 0.46379 | 2.3238 | 2.4622 | 1.0434 | 0 | 1.0434 | 4.7853 | 79.7551 | 0.21123 | 1.333 | 0.46371 | 1.7 | 3.0419
2007-10-05 09:00 | 0.72634 | 44.5838 | -73.1303 | 43.4733 | 0.7499 | 1.3378 | 0.95583 | 0.95583 | 0.90129 | 0 | 0.30215 | 0.95583 | 139.9637 | 0 | 0 | 0 | 1.3378 | 0.05741 | 0.05454 | 0 | 0 | 1.2804 | 3.4013 | 1.2804 | 0 | 1.2804 | 6 | 100 | 0.21114 | 1.0514 | 1.0702 | 1.7 | 4.7391
2007-10-05 10:00 | 0.67779 | 58.4031 | -63.9055 | 28.6729 | 0.69092 | 1.2326 | 1.3306 | 1.3306 | 0.425 | 0 | 0.17213 | 1.3306 | 92.6355 | 0.27935 | 0 | 0 | 1.2326 | 0.95325 | 0.90559 | 0 | 0 | 0 | 4.5537 | 0 | 0 | 0 | 6 | 100 | 0.21114 | 1.4636 | 0.98608 | 1.7 | 5.7863
2007-10-05 11:00 | 0.77388 | 70.4771 | -42.8865 | 14.2428 | 0.78916 | 1.4079 | 1.177 | 1.177 | 0 | 0 | 0 | 1.177 | 119.6198 | 0.16897 | 0 | 0 | 1.4079 | 1.2389 | 1.177 | 0 | 0 | 0 | 4.5537 | 0 | 0 | 0 | 6 | 100 | 0.21114 | 1.2946 | 1.1263 | 0 | 5.9616
2007-10-05 12:00 | 0.82122 | 75.4721 | 7.1398 | 5.6752 | 0.83841 | 1.4957 | 1.0484 | 1.0484 | 0 | 0 | 0 | 1.0484 | 142.6613 | 0.3921 | 0 | 0 | 1.4957 | 1.1036 | 1.0484 | 0 | 0 | 0 | 4.5537 | 0 | 0 | 0 | 6 | 100 | 0.21114 | 1.1533 | 1.1966 | 0 | 6.0494
2007-10-05 13:00 | 0.96011 | 67.9061 | 49.8888 | 17.6129 | 0.98663 | 1.7601 | 0.63836 | 0.63836 | 0 | 0 | 0 | 0.63836 | 275.7292 | 1.0882 | 0 | 0 | 1.7601 | 0.67196 | 0.63836 | 0 | 0 | 0 | 4.5537 | 0 | 0 | 0 | 6 | 100 | 0.21114 | 0.7022 | 1.4081 | 0 | 6.3138
2007-10-05 14:00 | 0.47025 | 55.1812 | 66.7306 | 32.1998 | 0.47242 | 0.84279 | 1.21 | 1.21 | 0 | 0 | 0 | 1.21 | 69.6524 | 0 | 0 | 0 | 0.84279 | 1.2737 | 1.21 | 0 | 0 | 0 | 4.5537 | 0 | 0.43089 | -0.43089 | 5.5458 | 92.4301 | 0.21114 | 1.331 | 0.67423 | 0 | 5.3965
2007-10-05 15:00 | 0.47171 | 41.1782 | 74.6079 | 47.031 | 0.47957 | 0.85556 | 0.47856 | 0.47856 | 0 | 0 | 0 | 0.47856 | 178.7768 | 0 | 0 | 0 | 0.85556 | 0.50375 | 0.47856 | 0 | 0 | 0.47877 | 4.1228 | 0.35181 | 0 | 0.35181 | 5.8796 | 97.9926 | 0.21109 | 0.52642 | 0.68445 | 0 | 4.9784
2007-10-05 16:00 | 0.19931 | 26.7417 | 79.2418 | 61.9293 | 0.1993 | 0.35555 | 0.66168 | 0.66168 | 0 | 0 | 0 | 0.66168 | 53.7348 | 0 | 0 | 0 | 0.35555 | 0.6965 | 0.66168 | 0 | 0 | 0.12696 | 4.4394 | 0 | 0.34095 | -0.34095 | 5.5202 | 92.0028 | 0.21109 | 0.72784 | 0.28444 | 0 | 4.795
2007-10-05 17:00 | 0.095043 | 12.1145 | 82.442 | 76.8528 | 0.095445 | 0.17027 | 0 | 0 | 0 | 0 | 0 | 0 | 0 | 0 | 0 | 0 | 0.17027 | 0 | 0 | 0 | 0 | 0.50579 | 4.0985 | 0.17027 | 0 | 0.17027 | 5.6817 | 94.695 | 0.21107 | 0 | 0.13622 | 0 | 4.2688
2007-10-05 18:00 | 0.0074776 | 0 | 84.9421 | 90 | 0 | 0 | 0.29976 | 0.29976 | 0 | 0 | 0 | 0.29976 | 0 | 0 | 0 | 0 | 0 | 0.31554 | 0.29976 | 0 | 0 | 0.33552 | 4.2517 | 0 | 0.31554 | -0.31554 | 5.3491 | 89.1516 | 0.21107 | 0.32974 | 0 | 0 | 4.2517
2007-10-05 19:00 | 0 | 0 | 87.1244 | 90 | 0 | 0 | 1.1303 | 1.1303 | 0 | 0 | 0 | 1.1303 | 0 | 0 | 0 | 0 | 0 | 1.1898 | 1.1303 | 0 | 0 | 0.68611 | 3.9362 | 0 | 1.1898 | -1.1898 | 4.095 | 68.2495 | 0.21107 | 1.2433 | 0 | 0 | 3.9362
2007-10-05 20:00 | 0 | 0 | 89.2721 | 90 | 0 | 0 | 0 | 0 | 0 | 0 | 0 | 0 | 0 | 0 | 0 | 0 | 0 | 0 | 0 | 0 | 0 | 2.0081 | 2.7464 | 0 | 0 | 0 | 4.095 | 68.2495 | 0.21107 | 0 | 0 | 0 | 2.7464
2007-10-05 21:00 | 0 | 0 | 91.7456 | 90 | 0 | 0 | 1.7531 | 1.7531 | 1.7 | 0 | 0.5202 | 1.7531 | 0 | 0 | 0 | 0 | 0 | 0.055868 | 0.053074 | 0 | 0 | 2.0081 | 2.7464 | 0 | 0.055868 | -0.055868 | 4.0361 | 67.268 | 0.21107 | 1.9284 | 0 | 1.7 | 2.7464
2007-10-05 22:00 | 0 | 0 | 95.4077 | 90 | 0 | 0 | 0 | 0 | 1.4526 | 0 | 0.45267 | 0 | 0 | 0 | 0 | 0 | 0 | 0 | 0 | 1.4526 | 1.38 | 2.0702 | 2.6905 | 1.38 | 0 | 1.38 | 5.3453 | 89.0876 | 0.21108 | 0 | 0 | 1.7 | 2.6905
2007-10-05 23:00 | 0 | 0 | 104.5299 | 90 | 0 | 0 | 0.2145 | 0.2145 | 0 | 0 | 0 | 0.2145 | 0 | 0 | 2.7756e-17 | 0 | 0 | 0.22579 | 0.2145 | 0 | 0 | 0.69016 | 3.9325 | 0 | 0.22579 | -0.22579 | 5.1073 | 85.1209 | 0.21108 | 0.23595 | 0 | 0 | 3.9325
2007-10-06 | 0 | 0 | -149.9327 | 90 | 0 | 0 | 0.1118 | 0.1118 | 0 | 0 | 0 | 0.1118 | 0 | 0 | 1.3878e-17 | 0 | 0 | 0.11769 | 0.1118 | 0 | 0 | 0.94104 | 3.7068 | 0 | 0.11769 | -0.11769 | 4.9832 | 83.0534 | 0.21108 | 0.12298 | 0 | 0 | 3.7068
2007-10-06 01:00 | 0 | 0 | -99.7325 | 90 | 0 | 0 | 0.23916 | 0.23916 | 0 | 0 | 0 | 0.23916 | 0 | 0 | 0 | 0 | 0 | 0.25175 | 0.23916 | 0 | 0 | 1.0718 | 3.5891 | 0 | 0.25175 | -0.25175 | 4.7178 | 78.6306 | 0.21108 | 0.26308 | 0 | 0 | 3.5891
2007-10-06 02:00 | 0 | 0 | -93.5652 | 90 | 0 | 0 | 0.48443 | 0.48443 | 0 | 0 | 0 | 0.48443 | 0 | 0 | 5.5511e-17 | 0 | 0 | 0.50993 | 0.48443 | 0 | 0 | 1.3515 | 3.3373 | 0 | 0.50993 | -0.50993 | 4.1803 | 69.672 | 0.21108 | 0.53288 | 0 | 0 | 3.3373
2007-10-06 03:00 | 0 | 0 | -90.5452 | 90 | 0 | 0 | 0.25273 | 0.25273 | 0 | 0 | 0 | 0.25273 | 0 | 0 | 0 | 0 | 0 | 0.26603 | 0.25273 | 0 | 0 | 1.9181 | 2.8274 | 0 | 0.26603 | -0.26603 | 3.8999 | 64.9984 | 0.21108 | 0.278 | 0 | 0 | 2.8274
2007-10-06 04:00 | 0 | 0 | -88.2912 | 90 | 0 | 0 | 0.0064283 | 0.0064283 | 0 | 0 | 0 | 0.0064283 | 0 | 0 | 8.6736e-19 | 0 | 0 | 0.0067666 | 0.0064283 | 0 | 0 | 2.2137 | 2.5614 | 0 | 0.0067666 | -0.0067666 | 3.8928 | 64.8795 | 0.21108 | 0.0070711 | 0 | 0 | 2.5614
2007-10-06 05:00 | 0 | 0 | -86.205 | 90 | 0 | 0 | 0.59943 | 0.59943 | 0 | 0 | 0 | 0.59943 | 0 | 0 | 1.1102e-16 | 0 | 0 | 0.63098 | 0.59943 | 0 | 0 | 2.2212 | 2.5546 | 0 | 0.63098 | -0.63098 | 3.2277 | 53.7943 | 0.21108 | 0.65938 | 0 | 0 | 2.5546
2007-10-06 06:00 | 0.021195 | 0.93341 | -83.9849 | 88.1354 | 0.024825 | 0.044288 | 0 | 0 | 0 | 0 | 0 | 0 | 0 | 0 | 0 | 0 | 0.044288 | 0 | 0 | 0 | 0 | 2.9223 | 1.9236 | 0.044288 | 0 | 0.044288 | 3.2697 | 54.4945 | 0.21108 | 0 | 0.03543 | 0 | 1.9679
2007-10-06 07:00 | 0.15607 | 15.6271 | -81.3441 | 73.2145 | 0.15856 | 0.28287 | 1.3607 | 1.3607 | 1.7 | 0 | 0.5202 | 1.3607 | 20.7889 | 0 | 0 | 0 | 0.28287 | 0 | 0 | 0.33933 | 0.32236 | 2.878 | 1.9635 | 0.60523 | 0 | 0.60523 | 3.8439 | 64.064 | 0.21111 | 1.4967 | 0.2263 | 1.7 | 2.2463
2007-10-06 08:00 | 0.26234 | 30.2004 | -77.8426 | 58.3073 | 0.26345 | 0.47 | 0 | 0 | 1.4526 | 0 | 0.45267 | 0 | 0 | 0 | 0 | 0 | 0.47 | 0 | 0 | 1.4526 | 1.38 | 2.2728 | 2.5082 | 1.85 | 0 | 1.85 | 5.5989 | 93.315 | 0.21106 | 0 | 0.376 | 1.7 | 2.9782
2007-10-06 09:00 | 0.58872 | 44.5328 | -72.5741 | 43.4366 | 0.60398 | 1.0775 | 2.5512 | 2.5512 | 1.7 | 0 | 0.5202 | 2.5512 | 42.2355 | 0 | 0 | 0 | 1.0775 | 0.89597 | 0.85117 | 0 | 0 | 0.4228 | 4.1732 | 0.18153 | 0 | 0.18153 | 5.7711 | 96.1852 | 0.21107 | 2.8063 | 0.862 | 1.7 | 5.2507
2007-10-06 10:00 | 0.69018 | 58.292 | -63.1741 | 28.6666 | 0.70483 | 1.2574 | 0.66147 | 0.66147 | 0 | 0 | 0 | 0.66147 | 190.0925 | 0.31986 | 0 | 0 | 1.2574 | 0.69629 | 0.66147 | 0 | 0 | 0.24127 | 4.3365 | 0.24127 | 0 | 0.24127 | 6 | 100 | 0.21104 | 0.72762 | 1.0059 | 0 | 5.594
2007-10-06 11:00 | 0.31292 | 70.2378 | -41.9346 | 14.3217 | 0.31173 | 0.55612 | 2.2889 | 2.2889 | 1.7 | 0 | 0.5202 | 2.2889 | 24.2968 | 0 | 0 | 0 | 0.55612 | 0.61986 | 0.58886 | 0 | 0 | 0 | 4.5537 | 0 | 0.063735 | -0.063735 | 5.9328 | 98.8803 | 0.21104 | 2.5177 | 0.4449 | 1.7 | 5.1098
2007-10-06 12:00 | 0.61473 | 75.0735 | 7.2508 | 6.0718 | 0.61968 | 1.1055 | 3.3382 | 3.08 | 1.7 | 0 | 0.5202 | 3.08 | 35.8934 | 0 | 0.25825 | 0.59207 | 1.1055 | 1.4526 | 1.38 | 0 | 0 | 0.070817 | 4.49 | 0 | 0.34712 | -0.34712 | 5.5669 | 92.7821 | 0.21104 | 3.6721 | 0.88441 | 1.7 | 5.5955
2007-10-06 13:00 | 0.67872 | 67.5906 | 49.2411 | 17.8067 | 0.68897 | 1.2291 | 1.6364 | 1.6364 | 0.9024 | 0 | 0.30245 | 1.6364 | 75.1117 | 0 | 0 | 0 | 1.2291 | 0.77261 | 0.73398 | 0 | 0 | 0.4565 | 4.1428 | 0.4565 | 0 | 0.4565 | 6 | 100 | 0.21106 | 1.8 | 0.98329 | 1.7 | 5.372
2007-10-06 14:00 | 0.42601 | 54.9479 | 66.1641 | 32.3371 | 0.42685 | 0.7615 | 1.9564 | 1.9564 | 1.233 | 0 | 0.39271 | 1.9564 | 38.9233 | 1.1102e-16 | 0 | 0 | 0.7615 | 0.7615 | 0.72343 | 0 | 0 | 0 | 4.5537 | 0 | 0 | 0 | 6 | 100 | 0.21106 | 2.1521 | 0.6092 | 1.7 | 5.3152
2007-10-06 15:00 | 0.34442 | 40.9887 | 74.1412 | 47.1438 | 0.34549 | 0.61635 | 1.1311 | 1.1311 | 0 | 0 | 0 | 1.1311 | 54.4906 | 0 | 2.2204e-16 | 0 | 0.61635 | 1.1906 | 1.1311 | 0 | 0 | 0 | 4.5537 | 0 | 0.57429 | -0.57429 | 5.3947 | 89.9107 | 0.21106 | 1.2442 | 0.49308 | 0 | 5.17
2007-10-06 16:00 | 0.33539 | 26.5778 | 78.834 | 62.0271 | 0.34442 | 0.61444 | 1.7014 | 1.7014 | 1.7 | 0 | 0.5202 | 1.7014 | 36.1133 | 0 | 0 | 0 | 0.61444 | 0.0015037 | 0.0014285 | 0 | 0 | 0.63811 | 3.9794 | 0.61294 | 0 | 0.61294 | 5.9761 | 99.6021 | 0.21109 | 1.8716 | 0.49155 | 1.7 | 4.5938
2007-10-06 17:00 | 0.16872 | 11.967 | 82.0623 | 76.9392 | 0.17922 | 0.31973 | 0 | 0 | 0 | 0 | 0 | 0 | 0 | 0.29457 | 0 | 0 | 0.31973 | 0 | 0 | 0 | 0 | 0.025167 | 4.531 | 0.025167 | 0 | 0.025167 | 6 | 100 | 0.21109 | 0 | 0.25579 | 0 | 4.8508
2007-10-06 18:00 | 0.0083994 | 0 | 84.5662 | 90 | 0 | 0 | 1.4853 | 1.4853 | 1.4853 | 0 | 0.46159 | 1.4853 | 0 | 0 | 0 | 0 | 0 | 0 | 0 | 0 | 0 | 0 | 4.5537 | 0 | 0 | 0 | 6 | 100 | 0.21109 | 1.6338 | 0 | 1.7 | 4.5537
2007-10-06 19:00 | 0 | 0 | 86.7281 | 90 | 0 | 0 | 1.3542 | 1.3542 | 1.3542 | 0 | 0.42579 | 1.3542 | 0 | 0 | 0 | 0 | 0 | 0 | 0 | 0 | 0 | 0 | 4.5537 | 0 | 0 | 0 | 6 | 100 | 0.21109 | 1.4896 | 0 | 1.7 | 4.5537
2007-10-06 20:00 | 0 | 0 | 88.8235 | 90 | 0 | 0 | 1.293 | 1.293 | 1.293 | 0 | 0.40909 | 1.293 | 0 | 0 | 0 | 0 | 0 | 0 | 0 | 0 | 0 | 0 | 4.5537 | 0 | 0 | 0 | 6 | 100 | 0.21109 | 1.4223 | 0 | 1.7 | 4.5537
2007-10-06 21:00 | 0 | 0 | 91.1889 | 90 | 0 | 0 | 2.176 | 2.176 | 1.7 | 0 | 0.5202 | 2.176 | 0 | 0 | 0 | 0 | 0 | 0.50107 | 0.47601 | 0 | 0 | 0 | 4.5537 | 0 | 0.50107 | -0.50107 | 5.4718 | 91.1972 | 0.21109 | 2.3936 | 0 | 1.7 | 4.5537
2007-10-06 22:00 | 0 | 0 | 94.6107 | 90 | 0 | 0 | 0.17048 | 0.17048 | 0 | 0 | 0 | 0.17048 | 0 | 0 | 0 | 0 | 0 | 0.17945 | 0.17048 | 0 | 0 | 0.55674 | 4.0526 | 0 | 0.17945 | -0.17945 | 5.2827 | 88.0446 | 0.21109 | 0.18752 | 0 | 0 | 4.0526
2007-10-06 23:00 | 0 | 0 | 102.9996 | 90 | 0 | 0 | 0.16199 | 0.16199 | 0 | 0 | 0 | 0.16199 | 0 | 0 | 0 | 0 | 0 | 0.17051 | 0.16199 | 0 | 0 | 0.75613 | 3.8732 | 0 | 0.17051 | -0.17051 | 5.103 | 85.049 | 0.21109 | 0.17818 | 0 | 0 | 3.8732
2007-10-07 | 0 | 0 | -145.5864 | 90 | 0 | 0 | 0.73864 | 0.73864 | 0 | 0 | 0 | 0.73864 | 0 | 0 | 1.1102e-16 | 0 | 0 | 0.77752 | 0.73864 | 0 | 0 | 0.94558 | 3.7027 | 0 | 0.77752 | -0.77752 | 4.2834 | 71.3895 | 0.21109 | 0.8125 | 0 | 0 | 3.7027
2007-10-07 01:00 | 0 | 0 | -98.3755 | 90 | 0 | 0 | 0 | 0 | 0 | 0 | 0 | 0 | 0 | 0 | 0 | 0 | 0 | 0 | 0 | 0 | 0 | 1.8095 | 2.9251 | 0 | 0 | 0 | 4.2834 | 71.3895 | 0.21109 | 0 | 0 | 0 | 2.9251
2007-10-07 02:00 | 0 | 0 | -92.8115 | 90 | 0 | 0 | 0 | 0 | 0 | 0 | 0 | 0 | 0 | 0 | 0 | 0 | 0 | 0 | 0 | 0 | 0 | 1.8095 | 2.9251 | 0 | 0 | 0 | 4.2834 | 71.3895 | 0.21109 | 0 | 0 | 0 | 2.9251
2007-10-07 03:00 | 0 | 0 | -89.9993 | 90 | 0 | 0 | 0.047128 | 0.047128 | 0 | 0 | 0 | 0.047128 | 0 | 0 | 6.9389e-18 | 0 | 0 | 0.049609 | 0.047128 | 0 | 0 | 1.8095 | 2.9251 | 0 | 0.049609 | -0.049609 | 4.2311 | 70.518 | 0.21109 | 0.051841 | 0 | 0 | 2.9251
2007-10-07 04:00 | 0 | 0 | -87.8394 | 90 | 0 | 0 | 0.42855 | 0.42855 | 0 | 0 | 0 | 0.42855 | 0 | 0 | 5.5511e-17 | 0 | 0 | 0.45111 | 0.42855 | 0 | 0 | 1.8646 | 2.8755 | 0 | 0.45111 | -0.45111 | 3.7556 | 62.5929 | 0.21109 | 0.47141 | 0 | 0 | 2.8755
2007-10-07 05:00 | 0 | 0 | -85.7962 | 90 | 0 | 0 | 0 | 0 | 0 | 0 | 0 | 0 | 0 | 0 | 0 | 0 | 0 | 0 | 0 | 0 | 0 | 2.3658 | 2.4244 | 0 | 0 | 0 | 3.7556 | 62.5929 | 0.21109 | 0 | 0 | 0 | 2.4244
2007-10-07 06:00 | 0.033781 | 0.94592 | -83.5875 | 88.061 | 0.059187 | 0.10559 | 0 | 0 | 0 | 0 | 0 | 0 | 0 | 0 | 0 | 0 | 0.10559 | 0 | 0 | 0 | 0 | 2.3658 | 2.4244 | 0.10559 | 0 | 0.10559 | 3.8558 | 64.2624 | 0.21107 | 0 | 0.084471 | 0 | 2.53
2007-10-07 07:00 | 0.24478 | 15.6261 | -80.9313 | 73.1511 | 0.26042 | 0.46458 | 0 | 0 | 0 | 0 | 0 | 0 | 0 | 0 | 0 | 0 | 0.46458 | 0 | 0 | 0 | 0 | 2.2603 | 2.5195 | 0.46458 | 0 | 0.46458 | 4.2965 | 71.6081 | 0.21101 | 0 | 0.37167 | 0 | 2.984
2007-10-07 08:00 | 0.40227 | 30.1788 | -77.3834 | 58.257 | 0.41463 | 0.7397 | 1.42 | 1.42 | 1.7 | 0 | 0.5202 | 1.42 | 52.0929 | 0 | 0 | 0 | 0.7397 | 0 | 0 | 0.28004 | 0.26604 | 1.7957 | 2.9376 | 1.0057 | 0 | 1.0057 | 5.2506 | 87.5101 | 0.21106 | 1.562 | 0.59176 | 1.7 | 3.6773
2007-10-07 09:00 | 0.67959 | 44.4779 | -72.022 | 43.4045 | 0.70252 | 1.2533 | 1.6516 | 1.6516 | 1.2115 | 0 | 0.38683 | 1.6516 | 75.8814 | 1.1102e-16 | 0 | 0 | 1.2533 | 0.46336 | 0.4402 | 0 | 0 | 0.78993 | 3.8428 | 0.78993 | 0 | 0.78993 | 6 | 100 | 0.21111 | 1.8168 | 1.0026 | 1.7 | 5.096
2007-10-07 10:00 | 0.53747 | 58.1759 | -62.4518 | 28.667 | 0.54235 | 0.96755 | 2.3034 | 2.3034 | 1.3842 | 0 | 0.43399 | 2.3034 | 42.0056 | 1.1102e-16 | 0 | 0 | 0.96755 | 0.96755 | 0.91917 | 0 | 0 | 0 | 4.5537 | 0 | 0 | 0 | 6 | 100 | 0.21111 | 2.5337 | 0.77404 | 1.7 | 5.5212
2007-10-07 11:00 | 0.65461 | 69.9935 | -41.0123 | 14.412 | 0.66303 | 1.1829 | 2.2481 | 2.2481 | 1.1244 | 0 | 0.36305 | 2.2481 | 52.6162 | 0 | 0 | 0 | 1.1829 | 1.1829 | 1.1237 | 0 | 0 | 0 | 4.5537 | 0 | 0 | 0 | 6 | 100 | 0.21111 | 2.4729 | 0.94628 | 1.7 | 5.7365
2007-10-07 12:00 | 0.86202 | 74.6768 | 7.3497 | 6.4665 | 0.88351 | 1.5762 | 1.3692 | 1.3692 | 0.425 | 0 | 0.17213 | 1.3692 | 115.1182 | 0.5823 | 0 | 0 | 1.5762 | 0.99388 | 0.94419 | 0 | 0 | 0 | 4.5537 | 0 | 0 | 0 | 6 | 100 | 0.21111 | 1.5061 | 1.2609 | 1.7 | 6.1299
2007-10-07 13:00 | 0.80829 | 67.2752 | 48.6105 | 18.0046 | 0.82828 | 1.4776 | 1.5099 | 1.5099 | 0.425 | 0 | 0.17213 | 1.5099 | 97.8624 | 0.33562 | 0 | 0 | 1.4776 | 1.142 | 1.0849 | 0 | 0 | 0 | 4.5537 | 0 | 0 | 0 | 6 | 100 | 0.21111 | 1.6609 | 1.1821 | 1.7 | 6.0313
2007-10-07 14:00 | 0.88046 | 54.7144 | 65.6054 | 32.476 | 0.9091 | 1.6218 | 0.66553 | 0.66553 | 0 | 0 | 0 | 0.66553 | 243.6885 | 0.92127 | 0 | 0 | 1.6218 | 0.70056 | 0.66553 | 0 | 0 | 0 | 4.5537 | 0 | 0 | 0 | 6 | 100 | 0.21111 | 0.73209 | 1.2975 | 0 | 6.1755
2007-10-07 15:00 | 0.69484 | 40.7997 | 73.6785 | 47.2569 | 0.72079 | 1.2859 | 0 | 0 | 0 | 0 | 0 | 0 | 0 | 1.2859 | 0 | 0 | 1.2859 | 0 | 0 | 0 | 0 | 0 | 4.5537 | 0 | 0 | 0 | 6 | 100 | 0.21111 | 0 | 1.0287 | 0 | 5.8396
2007-10-07 16:00 | 0.44288 | 26.4151 | 78.4287 | 62.1242 | 0.46384 | 0.82749 | 1.9256 | 1.9256 | 1.1395 | 0 | 0.36719 | 1.9256 | 42.9723 | 0 | 0 | 0 | 0.82749 | 0.82749 | 0.78611 | 0 | 0 | 0 | 4.5537 | 0 | 0 | 0 | 6 | 100 | 0.21111 | 2.1182 | 0.66199 | 1.7 | 5.3812
2007-10-07 17:00 | 0.17587 | 11.8211 | 81.6844 | 77.0242 | 0.18885 | 0.3369 | 1.0561 | 1.0561 | 0 | 0 | 0 | 1.0561 | 31.9016 | 0 | 2.2204e-16 | 0 | 0.3369 | 1.1117 | 1.0561 | 0 | 0 | 0 | 4.5537 | 0 | 0.77475 | -0.77475 | 5.1834 | 86.3891 | 0.21111 | 1.1617 | 0.26952 | 0 | 4.8906
2007-10-07 18:00 | 0.006103 | 0 | 84.1916 | 90 | 0 | 0 | 0 | 0 | 0 | 0 | 0 | 0 | 0 | 0 | 0 | 0 | 0 | 0 | 0 | 0 | 0 | 0.86083 | 3.7789 | 0 | 0 | 0 | 5.1834 | 86.3891 | 0.21111 | 0 | 0 | 0 | 3.7789
2007-10-07 19:00 | 0 | 0 | 86.3328 | 90 | 0 | 0 | 0.37513 | 0.37513 | 0 | 0 | 0 | 0.37513 | 0 | 0 | 5.5511e-17 | 0 | 0 | 0.39487 | 0.37513 | 0 | 0 | 0.86083 | 3.7789 | 0 | 0.39487 | -0.39487 | 4.7671 | 79.4519 | 0.21111 | 0.41264 | 0 | 0 | 3.7789
2007-10-07 20:00 | 0 | 0 | 88.3755 | 90 | 0 | 0 | 0.49393 | 0.49393 | 0 | 0 | 0 | 0.49393 | 0 | 0 | 1.1102e-16 | 0 | 0 | 0.51992 | 0.49393 | 0 | 0 | 1.2996 | 3.3841 | 0 | 0.51992 | -0.51992 | 4.2191 | 70.3178 | 0.21111 | 0.54332 | 0 | 0 | 3.3841
2007-10-07 21:00 | 0 | 0 | 90.6318 | 90 | 0 | 0 | 1.8487 | 1.8487 | 1.7 | 0 | 0.5202 | 1.8487 | 0 | 0 | 0 | 0 | 0 | 0.1565 | 0.14868 | 0 | 0 | 1.8773 | 2.8641 | 0 | 0.1565 | -0.1565 | 4.0541 | 67.5683 | 0.21111 | 2.0335 | 0 | 1.7 | 2.8641
2007-10-07 22:00 | 0 | 0 | 93.8098 | 90 | 0 | 0 | 0.48313 | 0.48313 | 1.7 | 0 | 0.5202 | 0.48313 | 0 | 0 | 0 | 0 | 0 | 0 | 0 | 1.2169 | 1.156 | 2.0512 | 2.7076 | 1.156 | 0 | 1.156 | 5.1508 | 85.8466 | 0.21119 | 0.53144 | 0 | 1.7 | 2.7076
2007-10-07 23:00 | 0 | 0 | 101.4351 | 90 | 0 | 0 | 0.2458 | 0.2458 | 0 | 0 | 0 | 0.2458 | 0 | 0 | 5.5511e-17 | 0 | 0 | 0.25874 | 0.2458 | 0 | 0 | 0.89514 | 3.7481 | 0 | 0.25874 | -0.25874 | 4.8781 | 81.3011 | 0.21119 | 0.27038 | 0 | 0 | 3.7481
2007-10-08 | 0 | 0 | -140.5201 | 90 | 0 | 0 | 0.31829 | 0.31829 | 0 | 0 | 0 | 0.31829 | 0 | 0 | 5.5511e-17 | 0 | 0 | 0.33504 | 0.31829 | 0 | 0 | 1.1826 | 3.4893 | 0 | 0.33504 | -0.33504 | 4.5249 | 75.415 | 0.21119 | 0.35012 | 0 | 0 | 3.4893
2007-10-08 01:00 | 0 | 0 | -97.0261 | 90 | 0 | 0 | 0.23677 | 0.23677 | 0 | 0 | 0 | 0.23677 | 0 | 0 | 2.7756e-17 | 0 | 0 | 0.24923 | 0.23677 | 0 | 0 | 1.5549 | 3.1543 | 0 | 0.24923 | -0.24923 | 4.2622 | 71.0364 | 0.21119 | 0.26045 | 0 | 0 | 3.1543
2007-10-08 02:00 | 0 | 0 | -92.0629 | 90 | 0 | 0 | 0.062462 | 0.062462 | 0 | 0 | 0 | 0.062462 | 0 | 0 | 6.9389e-18 | 0 | 0 | 0.065749 | 0.062462 | 0 | 0 | 1.8318 | 2.9051 | 0 | 0.065749 | -0.065749 | 4.1929 | 69.8813 | 0.21119 | 0.068708 | 0 | 0 | 2.9051
2007-10-08 03:00 | 0 | 0 | -89.4568 | 90 | 0 | 0 | 0.16826 | 0.16826 | 0 | 0 | 0 | 0.16826 | 0 | 0 | 2.7756e-17 | 0 | 0 | 0.17711 | 0.16826 | 0 | 0 | 1.9049 | 2.8393 | 0 | 0.17711 | -0.17711 | 4.0062 | 66.7698 | 0.21119 | 0.18508 | 0 | 0 | 2.8393
2007-10-08 04:00 | 0 | 0 | -87.3902 | 90 | 0 | 0 | 0.17898 | 0.17898 | 0 | 0 | 0 | 0.17898 | 0 | 0 | 0 | 0 | 0 | 0.1884 | 0.17898 | 0 | 0 | 2.1017 | 2.6622 | 0 | 0.1884 | -0.1884 | 3.8076 | 63.4599 | 0.21119 | 0.19688 | 0 | 0 | 2.6622
2007-10-08 05:00 | 0 | 0 | -85.3896 | 90 | 0 | 0 | 0.17089 | 0.17089 | 0 | 0 | 0 | 0.17089 | 0 | 0 | 2.7756e-17 | 0 | 0 | 0.17989 | 0.17089 | 0 | 0 | 2.311 | 2.4738 | 0 | 0.17989 | -0.17989 | 3.618 | 60.2996 | 0.21119 | 0.18798 | 0 | 0 | 2.4738
2007-10-08 06:00 | 0.016019 | 0.95668 | -83.1922 | 87.9887 | 0.016898 | 0.030146 | 0.11544 | 0.11544 | 0 | 0 | 0 | 0.11544 | 26.1135 | 0 | 1.3878e-17 | 0 | 0.030146 | 0.12152 | 0.11544 | 0 | 0 | 2.5109 | 2.2939 | 0 | 0.091371 | -0.091371 | 3.5217 | 58.6943 | 0.21119 | 0.12698 | 0.024116 | 0 | 2.324
2007-10-08 07:00 | 0.14863 | 15.6226 | -80.5207 | 73.0905 | 0.15075 | 0.26893 | 0.26727 | 0.26727 | 0 | 0 | 0 | 0.26727 | 100.6223 | 0 | 0 | 0 | 0.26893 | 0.28134 | 0.26727 | 0 | 0 | 2.6124 | 2.2025 | 0 | 0.012404 | -0.012404 | 3.5086 | 58.4764 | 0.21119 | 0.294 | 0.21515 | 0 | 2.4715
2007-10-08 08:00 | 0.39438 | 30.1541 | -76.927 | 58.2102 | 0.40647 | 0.72514 | 2.0308 | 2.0308 | 1.7 | 0 | 0.5202 | 2.0308 | 35.7062 | 0 | 0 | 0 | 0.72514 | 0.34826 | 0.33084 | 0 | 0 | 2.6262 | 2.1901 | 0.37688 | 0 | 0.37688 | 3.8661 | 64.4354 | 0.21121 | 2.2339 | 0.58011 | 1.7 | 2.9153
2007-10-08 09:00 | 0.64389 | 44.4191 | -71.4743 | 43.3771 | 0.66516 | 1.1866 | 1.3144 | 1.3144 | 1.7 | 0 | 0.5202 | 1.3144 | 90.2782 | 0 | 0 | 0 | 1.1866 | 0 | 0 | 0.38558 | 0.3663 | 2.2493 | 2.5293 | 1.5529 | 0 | 1.5529 | 5.3394 | 88.9894 | 0.21125 | 1.4459 | 0.94931 | 1.7 | 3.7159
2007-10-08 10:00 | 0.78113 | 58.0549 | -61.7392 | 28.674 | 0.80392 | 1.4342 | 1.6711 | 1.6711 | 0.97013 | 0 | 0.32095 | 1.6711 | 85.8254 | 0 | 0 | 0 | 1.4342 | 0.73783 | 0.70094 | 0 | 0 | 0.69637 | 3.927 | 0.69637 | 0 | 0.69637 | 6 | 100 | 0.21126 | 1.8382 | 1.1474 | 1.7 | 5.3612
2007-10-08 11:00 | 0.93118 | 69.7447 | -40.1195 | 14.5135 | 0.95893 | 1.7107 | 0.61013 | 0.61013 | 0 | 0 | 0 | 0.61013 | 280.3881 | 1.0685 | 0 | 0 | 1.7107 | 0.64224 | 0.61013 | 0 | 0 | 0 | 4.5537 | 0 | 0 | 0 | 6 | 100 | 0.21126 | 0.67115 | 1.3686 | 0 | 6.2644
2007-10-08 12:00 | 0.89757 | 74.2821 | 7.4372 | 6.8593 | 0.92225 | 1.6453 | 0.61937 | 0.61937 | 0 | 0 | 0 | 0.61937 | 265.6377 | 0.99332 | 0 | 0 | 1.6453 | 0.65197 | 0.61937 | 0 | 0 | 0 | 4.5537 | 0 | 0 | 0 | 6 | 100 | 0.21126 | 0.68131 | 1.3162 | 0 | 6.199
2007-10-08 13:00 | 0.72965 | 66.9601 | 47.9962 | 18.2063 | 0.74465 | 1.3285 | 0 | 0 | 0 | 0 | 0 | 0 | 0 | 1.3285 | 0 | 0 | 1.3285 | 0 | 0 | 0 | 0 | 0 | 4.5537 | 0 | 0 | 0 | 6 | 100 | 0.21126 | 0 | 1.0628 | 0 | 5.8821
2007-10-08 14:00 | 0.7205 | 54.4811 | 65.0545 | 32.6164 | 0.74082 | 1.3216 | 0.21478 | 0.21478 | 0 | 0 | 0 | 0.21478 | 615.3392 | 1.0955 | 0 | 0 | 1.3216 | 0.22608 | 0.21478 | 0 | 0 | 0 | 4.5537 | 0 | 0 | 0 | 6 | 100 | 0.21126 | 0.23626 | 1.0573 | 0 | 5.8753
2007-10-08 15:00 | 0.48531 | 40.6113 | 73.2199 | 47.3701 | 0.49593 | 0.88473 | 1.5009 | 1.5009 | 0.66036 | 0 | 0.23638 | 1.5009 | 58.9483 | 1.1102e-16 | 0 | 0 | 0.88473 | 0.88473 | 0.8405 | 0 | 0 | 0 | 4.5537 | 0 | 0 | 0 | 6 | 100 | 0.21126 | 1.6509 | 0.70779 | 1.7 | 5.4384
2007-10-08 16:00 | 0.20175 | 26.2535 | 78.0261 | 62.2205 | 0.20201 | 0.36039 | 0.69864 | 0.69864 | 0 | 0 | 0 | 0.69864 | 51.5845 | 0 | 0 | 0 | 0.36039 | 0.73541 | 0.69864 | 0 | 0 | 0 | 4.5537 | 0 | 0.37502 | -0.37502 | 5.6047 | 93.4116 | 0.21126 | 0.76851 | 0.28831 | 0 | 4.9141
2007-10-08 17:00 | 0.13465 | 11.6771 | 81.3083 | 77.1077 | 0.14011 | 0.24996 | 0.76982 | 0.76982 | 0 | 0 | 0 | 0.76982 | 32.4704 | 0 | 1.1102e-16 | 0 | 0.24996 | 0.81033 | 0.76982 | 0 | 0 | 0.41669 | 4.1787 | 0 | 0.56037 | -0.56037 | 5.014 | 83.5668 | 0.21126 | 0.8468 | 0.19997 | 0 | 4.4286
2007-10-08 18:00 | 0.011238 | 0 | 83.8184 | 90 | 0 | 0 | 0.43644 | 0.43644 | 0 | 0 | 0 | 0.43644 | 0 | 0 | 5.5511e-17 | 0 | 0 | 0.45941 | 0.43644 | 0 | 0 | 1.0393 | 3.6183 | 0 | 0.45941 | -0.45941 | 4.5298 | 75.4958 | 0.21126 | 0.48009 | 0 | 0 | 3.6183
2007-10-08 19:00 | 0 | 0 | 85.9385 | 90 | 0 | 0 | 0.23774 | 0.23774 | 0 | 0 | 0 | 0.23774 | 0 | 0 | 2.7756e-17 | 0 | 0 | 0.25025 | 0.23774 | 0 | 0 | 1.5498 | 3.1589 | 0 | 0.25025 | -0.25025 | 4.266 | 71.0994 | 0.21126 | 0.26151 | 0 | 0 | 3.1589
2007-10-08 20:00 | 0 | 0 | 87.9281 | 90 | 0 | 0 | 0 | 0 | 0 | 0 | 0 | 0 | 0 | 0 | 0 | 0 | 0 | 0 | 0 | 0 | 0 | 1.8278 | 2.9086 | 0 | 0 | 0 | 4.266 | 71.0994 | 0.21126 | 0 | 0 | 0 | 2.9086
2007-10-08 21:00 | 0 | 0 | 90.0745 | 90 | 0 | 0 | 0.36696 | 0.36696 | 0 | 0 | 0 | 0.36696 | 0 | 0 | 5.5511e-17 | 0 | 0 | 0.38627 | 0.36696 | 0 | 0 | 1.8278 | 2.9086 | 0 | 0.38627 | -0.38627 | 3.8588 | 64.3133 | 0.21126 | 0.40366 | 0 | 0 | 2.9086
2007-10-08 22:00 | 0 | 0 | 93.0056 | 90 | 0 | 0 | 0.21032 | 0.21032 | 0 | 0 | 0 | 0.21032 | 0 | 0 | 0 | 0 | 0 | 0.22139 | 0.21032 | 0 | 0 | 2.257 | 2.5224 | 0 | 0.22139 | -0.22139 | 3.6254 | 60.4239 | 0.21126 | 0.23135 | 0 | 0 | 2.5224
2007-10-08 23:00 | 0 | 0 | 99.8385 | 90 | 0 | 0 | 0.1198 | 0.1198 | 0 | 0 | 0 | 0.1198 | 0 | 0 | 2.7756e-17 | 0 | 0 | 0.12611 | 0.1198 | 0 | 0 | 2.503 | 2.301 | 0 | 0.12611 | -0.12611 | 3.4925 | 58.2084 | 0.21126 | 0.13178 | 0 | 0 | 2.301
2007-10-09 | 0 | 0 | -134.6301 | 90 | 0 | 0 | 0.35554 | 0.35554 | 0 | 0 | 0 | 0.35554 | 0 | 0 | 5.5511e-17 | 0 | 0 | 0.37425 | 0.35554 | 0 | 0 | 2.6431 | 2.1749 | 0 | 0.37425 | -0.37425 | 3.098 | 51.6335 | 0.21126 | 0.39109 | 0 | 0 | 2.1749
2007-10-09 01:00 | 0 | 0 | -95.6857 | 90 | 0 | 0 | 0.1289 | 0.1289 | 0 | 0 | 0 | 0.1289 | 0 | 0 | 0 | 0 | 0 | 0.13568 | 0.1289 | 0 | 0 | 3.059 | 1.8006 | 0 | 0.13568 | -0.13568 | 2.955 | 49.2498 | 0.21126 | 0.14179 | 0 | 0 | 1.8006
2007-10-09 02:00 | 0 | 0 | -91.3196 | 90 | 0 | 0 | 0.2055 | 0.2055 | 0 | 0 | 0 | 0.2055 | 0 | 0 | 2.7756e-17 | 0 | 0 | 0.21632 | 0.2055 | 0 | 0 | 3.2097 | 1.6649 | 0 | 0.21632 | -0.21632 | 2.727 | 45.4495 | 0.21126 | 0.22605 | 0 | 0 | 1.6649
2007-10-09 03:00 | 0 | 0 | -88.9178 | 90 | 0 | 0 | 0.052526 | 0.052526 | 0 | 0 | 0 | 0.052526 | 0 | 0 | 6.9389e-18 | 0 | 0 | 0.055291 | 0.052526 | 0 | 0 | 3.4501 | 1.4486 | 0 | 0.055291 | -0.055291 | 2.6687 | 44.4782 | 0.21126 | 0.057779 | 0 | 0 | 1.4486
2007-10-09 04:00 | 0 | 0 | -86.9438 | 90 | 0 | 0 | 0.48018 | 0.48018 | 0 | 0 | 0 | 0.48018 | 0 | 0 | 5.5511e-17 | 0 | 0 | 0.50545 | 0.48018 | 0 | 0 | 3.5115 | 1.3933 | 0 | 0.50545 | -0.50545 | 2.1359 | 35.5983 | 0.21126 | 0.5282 | 0 | 0 | 1.3933
2007-10-09 05:00 | 0 | 0 | -84.9854 | 90 | 0 | 0 | 0.20348 | 0.20348 | 0 | 0 | 0 | 0.20348 | 0 | 0 | 2.7756e-17 | 0 | 0 | 0.21419 | 0.20348 | 0 | 0 | 4.0731 | 0.88787 | 0 | 0.21419 | -0.21419 | 1.9101 | 31.8354 | 0.21126 | 0.22382 | 0 | 0 | 0.88787
2007-10-09 06:00 | 0.02142 | 0.9656 | -82.7992 | 87.9186 | 0.025734 | 0.045909 | 0.15474 | 0.15474 | 0 | 0 | 0 | 0.15474 | 29.6687 | 0 | 0 | 0 | 0.045909 | 0.16288 | 0.15474 | 0 | 0 | 4.3111 | 0.67369 | 0 | 0.11697 | -0.11697 | 1.7868 | 29.7804 | 0.21126 | 0.17021 | 0.036727 | 0 | 0.71959
2007-10-09 07:00 | 0.19797 | 15.6166 | -80.1126 | 73.0328 | 0.20688 | 0.36907 | 0.83442 | 0.83442 | 1.7 | 0 | 0.5202 | 0.83442 | 44.2301 | 0 | 0 | 0 | 0.36907 | 0 | 0 | 0.86558 | 0.8223 | 4.4411 | 0.55671 | 1.1914 | 0 | 1.1914 | 2.9171 | 48.6175 | 0.21134 | 0.91787 | 0.29525 | 1.7 | 0.92578
2007-10-09 08:00 | 0.45783 | 30.1263 | -76.4736 | 58.1671 | 0.47751 | 0.85188 | 1.6251 | 1.6251 | 1.7 | 0 | 0.5202 | 1.6251 | 52.4215 | 0 | 0 | 0 | 0.85188 | 0 | 0 | 0.074948 | 0.071201 | 3.2497 | 1.6289 | 0.92308 | 0 | 0.92308 | 3.7928 | 63.2126 | 0.21139 | 1.7876 | 0.6815 | 1.7 | 2.4808
2007-10-09 09:00 | 0.64086 | 44.3563 | -70.9313 | 43.3544 | 0.66274 | 1.1823 | 1.5891 | 1.5891 | 1.7 | 0 | 0.5202 | 1.5891 | 74.4029 | 0 | 0 | 0 | 1.1823 | 0 | 0 | 0.11092 | 0.10537 | 2.3266 | 2.4597 | 1.2877 | 0 | 1.2877 | 5.0144 | 83.5728 | 0.21146 | 1.748 | 0.94586 | 1.7 | 3.642
2007-10-09 10:00 | 0.70859 | 57.929 | -61.0367 | 28.6877 | 0.72666 | 1.2964 | 1.3577 | 1.3577 | 1.1132 | 0 | 0.36 | 1.3577 | 95.4811 | 0 | 0 | 0 | 1.2964 | 0.25741 | 0.24454 | 0 | 0 | 1.039 | 3.6186 | 1.039 | 0 | 1.039 | 6 | 100 | 0.21146 | 1.4935 | 1.0371 | 1.7 | 4.915
2007-10-09 11:00 | 0.73277 | 69.4917 | -39.2558 | 14.6257 | 0.74765 | 1.3338 | 3.068 | 3.068 | 1.7 | 0 | 0.5202 | 3.068 | 43.4744 | 0 | 0 | 0.29483 | 1.3338 | 1.44 | 1.368 | 0 | 0 | 0 | 4.5537 | 0 | 0.10623 | -0.10623 | 5.888 | 98.1338 | 0.21146 | 3.3748 | 1.067 | 1.7 | 5.8875
2007-10-09 12:00 | 0.68201 | 73.8896 | 7.5138 | 7.2498 | 0.69201 | 1.2346 | 1.1974 | 1.1974 | 0 | 0 | 0 | 1.1974 | 103.102 | 0 | 0 | 0 | 1.2346 | 1.2604 | 1.1974 | 0 | 0 | 0.11803 | 4.4475 | 0 | 0.025878 | -0.025878 | 5.8608 | 97.6792 | 0.21146 | 1.3172 | 0.98764 | 0 | 5.682
2007-10-09 13:00 | 0.5741 | 66.6456 | 47.3976 | 18.4114 | 0.57915 | 1.0332 | 0 | 0 | 0 | 0 | 0 | 0 | 0 | 0.88642 | 0 | 0 | 1.0332 | 0 | 0 | 0 | 0 | 0.14678 | 4.4216 | 0.14678 | 0 | 0.14678 | 6 | 100 | 0.21143 | 0 | 0.82656 | 0 | 5.4548
2007-10-09 14:00 | 0.49387 | 54.248 | 64.5112 | 32.758 | 0.49805 | 0.88852 | 0 | 0 | 0 | 0 | 0 | 0 | 0 | 0.88852 | 0 | 0 | 0.88852 | 0 | 0 | 0 | 0 | 0 | 4.5537 | 0 | 0 | 0 | 6 | 100 | 0.21143 | 0 | 0.71082 | 0 | 5.4422
2007-10-09 15:00 | 0.44687 | 40.4238 | 72.7655 | 47.4833 | 0.45473 | 0.81123 | 0 | 0 | 0 | 0 | 0 | 0 | 0 | 0.81123 | 0 | 0 | 0.81123 | 0 | 0 | 0 | 0 | 0 | 4.5537 | 0 | 0 | 0 | 6 | 100 | 0.21143 | 0 | 0.64898 | 0 | 5.3649
2007-10-09 16:00 | 0.29183 | 26.0934 | 77.6261 | 62.316 | 0.29796 | 0.53157 | 2.3363 | 2.3363 | 1.7 | 0 | 0.5202 | 2.3363 | 22.7523 | 0 | 0 | 0 | 0.53157 | 0.66982 | 0.63633 | 0 | 0 | 0 | 4.5537 | 0 | 0.13825 | -0.13825 | 5.8543 | 97.5712 | 0.21143 | 2.57 | 0.42525 | 1.7 | 5.0853
2007-10-09 17:00 | 0.15477 | 11.535 | 80.9341 | 77.1896 | 0.16515 | 0.29462 | 1.5584 | 1.5584 | 1.4244 | 0 | 0.44497 | 1.5584 | 18.9054 | 2.7756e-17 | 0 | 0 | 0.29462 | 0.14101 | 0.13396 | 0 | 0 | 0.15361 | 4.4154 | 0.15361 | 0 | 0.15361 | 6 | 100 | 0.21144 | 1.7142 | 0.2357 | 1.7 | 4.7101
2007-10-09 18:00 | 0.0051994 | 0 | 83.4467 | 90 | 0 | 0 | 0 | 0 | 0 | 0 | 0 | 0 | 0 | 0 | 0 | 0 | 0 | 0 | 0 | 0 | 0 | 0 | 4.5537 | 0 | 0 | 0 | 6 | 100 | 0.21144 | 0 | 0 | 0 | 4.5537
2007-10-09 19:00 | 0 | 0 | 85.5455 | 90 | 0 | 0 | 0.40979 | 0.40979 | 0 | 0 | 0 | 0.40979 | 0 | 0 | 5.5511e-17 | 0 | 0 | 0.43136 | 0.40979 | 0 | 0 | 0 | 4.5537 | 0 | 0.43136 | -0.43136 | 5.5453 | 92.4217 | 0.21144 | 0.45077 | 0 | 0 | 4.5537
2007-10-09 20:00 | 0 | 0 | 87.4816 | 90 | 0 | 0 | 1.7389 | 1.7389 | 1.7 | 0 | 0.5202 | 1.7389 | 0 | 0 | 0 | 0 | 0 | 0.040996 | 0.038946 | 0 | 0 | 0.47929 | 4.1223 | 0 | 0.040996 | -0.040996 | 5.5021 | 91.7015 | 0.21144 | 1.9128 | 0 | 1.7 | 4.1223
2007-10-09 21:00 | 0 | 0 | 89.5173 | 90 | 0 | 0 | 1.1412 | 1.1412 | 0 | 0 | 0 | 1.1412 | 0 | 0 | 2.2204e-16 | 0 | 0 | 1.2013 | 1.1412 | 0 | 0 | 0.52484 | 4.0813 | 0 | 1.2013 | -1.2013 | 4.2358 | 70.5967 | 0.21144 | 1.2554 | 0 | 0 | 4.0813
2007-10-09 22:00 | 0 | 0 | 92.1986 | 90 | 0 | 0 | 0.086963 | 0.086963 | 0 | 0 | 0 | 0.086963 | 0 | 0 | 1.3878e-17 | 0 | 0 | 0.09154 | 0.086963 | 0 | 0 | 1.8596 | 2.88 | 0 | 0.09154 | -0.09154 | 4.1393 | 68.9885 | 0.21144 | 0.095659 | 0 | 0 | 2.88
2007-10-09 23:00 | 0 | 0 | 98.2123 | 90 | 0 | 0 | 0.014526 | 0.014526 | 0 | 0 | 0 | 0.014526 | 0 | 0 | 1.7347e-18 | 0 | 0 | 0.015291 | 0.014526 | 0 | 0 | 1.9613 | 2.7885 | 0 | 0.015291 | -0.015291 | 4.1232 | 68.7199 | 0.21144 | 0.015979 | 0 | 0 | 2.7885
2007-10-10 | 0 | 0 | -127.843 | 90 | 0 | 0 | 0.12984 | 0.12984 | 0 | 0 | 0 | 0.12984 | 0 | 0 | 0 | 0 | 0 | 0.13667 | 0.12984 | 0 | 0 | 1.9783 | 2.7732 | 0 | 0.13667 | -0.13667 | 3.9791 | 66.3188 | 0.21144 | 0.14282 | 0 | 0 | 2.7732
2007-10-10 01:00 | 0 | 0 | -94.3557 | 90 | 0 | 0 | 0.26764 | 0.26764 | 0 | 0 | 0 | 0.26764 | 0 | 0 | 5.5511e-17 | 0 | 0 | 0.28173 | 0.26764 | 0 | 0 | 2.1302 | 2.6365 | 0 | 0.28173 | -0.28173 | 3.6822 | 61.3694 | 0.21144 | 0.29441 | 0 | 0 | 2.6365
2007-10-10 02:00 | 0 | 0 | -90.5818 | 90 | 0 | 0 | 0.3106 | 0.3106 | 0 | 0 | 0 | 0.3106 | 0 | 0 | 0 | 0 | 0 | 0.32695 | 0.3106 | 0 | 0 | 2.4432 | 2.3548 | 0 | 0.32695 | -0.32695 | 3.3375 | 55.6255 | 0.21144 | 0.34166 | 0 | 0 | 2.3548
2007-10-10 03:00 | 0 | 0 | -88.3824 | 90 | 0 | 0 | 0.51543 | 0.51543 | 0 | 0 | 0 | 0.51543 | 0 | 0 | 1.1102e-16 | 0 | 0 | 0.54256 | 0.51543 | 0 | 0 | 2.8065 | 2.0278 | 0 | 0.54256 | -0.54256 | 2.7656 | 46.0937 | 0.21144 | 0.56698 | 0 | 0 | 2.0278
2007-10-10 04:00 | 0 | 0 | -86.5001 | 90 | 0 | 0 | 0.19418 | 0.19418 | 0 | 0 | 0 | 0.19418 | 0 | 0 | 0 | 0 | 0 | 0.2044 | 0.19418 | 0 | 0 | 3.4093 | 1.4853 | 0 | 0.2044 | -0.2044 | 2.5502 | 42.5028 | 0.21144 | 0.21359 | 0 | 0 | 1.4853
2007-10-10 05:00 | 0 | 0 | -84.5836 | 90 | 0 | 0 | 0.61175 | 0.61175 | 0 | 0 | 0 | 0.61175 | 0 | 0 | 1.1102e-16 | 0 | 0 | 0.64394 | 0.61175 | 0 | 0 | 3.6364 | 1.2809 | 0 | 0.64394 | -0.64394 | 1.8714 | 31.1899 | 0.21144 | 0.67292 | 0 | 0 | 1.2809
2007-10-10 06:00 | 0.020935 | 0.97263 | -82.4085 | 87.8508 | 0.024938 | 0.044489 | 0.18825 | 0.18825 | 0 | 0 | 0 | 0.18825 | 23.6332 | 0 | 0 | 0 | 0.044489 | 0.19816 | 0.18825 | 0 | 0 | 4.3519 | 0.63694 | 0 | 0.15367 | -0.15367 | 1.7094 | 28.4902 | 0.21144 | 0.20707 | 0.035591 | 0 | 0.68143
2007-10-10 07:00 | 0.23284 | 15.6082 | -79.7071 | 72.978 | 0.24875 | 0.44377 | 0.46109 | 0.46109 | 0 | 0 | 0 | 0.46109 | 96.2434 | 0 | 0 | 0 | 0.44377 | 0.48536 | 0.46109 | 0 | 0 | 4.5227 | 0.48327 | 0 | 0.041589 | -0.041589 | 1.6656 | 27.7596 | 0.21144 | 0.5072 | 0.35501 | 0 | 0.92704
2007-10-10 08:00 | 0.42178 | 30.0953 | -76.0234 | 58.1277 | 0.43822 | 0.78179 | 1.307 | 1.307 | 1.7 | 0 | 0.5202 | 1.307 | 59.8136 | 0 | 0 | 0 | 0.78179 | 0 | 0 | 0.39296 | 0.37331 | 4.5689 | 0.44168 | 1.1551 | 0 | 1.1551 | 2.7614 | 46.0233 | 0.21151 | 1.4377 | 0.62543 | 1.7 | 1.2235
2007-10-10 09:00 | 0.43442 | 44.2895 | -70.3932 | 43.3365 | 0.43931 | 0.78373 | 0 | 0 | 1.4526 | 0 | 0.45267 | 0 | 0 | 0 | 0 | 0 | 0.78373 | 0 | 0 | 1.4526 | 1.38 | 3.4138 | 1.4813 | 2.1637 | 0 | 2.1637 | 4.8141 | 80.2348 | 0.21141 | 0 | 0.62698 | 1.7 | 2.265
2007-10-10 10:00 | 0.42587 | 57.7983 | -60.3445 | 28.7079 | 0.42662 | 0.76109 | 0 | 0 | 0 | 0 | 0 | 0 | 0 | 0 | 0 | 0 | 0.76109 | 0 | 0 | 0 | 0 | 1.2501 | 3.4286 | 0.76109 | 0 | 0.76109 | 5.5361 | 92.2686 | 0.2113 | 0 | 0.60887 | 0 | 4.1897
2007-10-10 11:00 | 0.65798 | 69.2347 | -38.4209 | 14.7482 | 0.66785 | 1.1914 | 1.1373 | 1.1373 | 0 | 0 | 0 | 1.1373 | 104.7639 | 0 | 0 | 0 | 1.1914 | 1.1971 | 1.1373 | 0 | 0 | 0.48898 | 4.1136 | 0 | 0.0056783 | -0.0056783 | 5.5301 | 92.1689 | 0.2113 | 1.251 | 0.95315 | 0 | 5.3051
2007-10-10 12:00 | 1.0244 | 73.4993 | 7.5801 | 7.638 | 1.0578 | 1.8872 | 1.0629 | 1.0629 | 0 | 0 | 0 | 1.0629 | 177.5461 | 0.27302 | 0 | 0 | 1.8872 | 1.1189 | 1.0629 | 0 | 0 | 0.49529 | 4.1079 | 0.49529 | 0 | 0.49529 | 6 | 100 | 0.21123 | 1.1692 | 1.5097 | 0 | 5.9951
2007-10-10 13:00 | 0.91028 | 66.3319 | 46.814 | 18.6195 | 0.93973 | 1.6765 | 1.2259 | 1.2259 | 0 | 0 | 0 | 1.2259 | 136.7507 | 0.38602 | 0 | 0 | 1.6765 | 1.2905 | 1.2259 | 0 | 0 | 0 | 4.5537 | 0 | 0 | 0 | 6 | 100 | 0.21123 | 1.3485 | 1.3412 | 0 | 6.2302
2007-10-10 14:00 | 0.89396 | 54.0153 | 63.9755 | 32.9007 | 0.92661 | 1.6531 | 1.2284 | 1.2284 | 0 | 0 | 0 | 1.2284 | 134.5664 | 0.35998 | 0 | 0 | 1.6531 | 1.2931 | 1.2284 | 0 | 0 | 0 | 4.5537 | 0 | 0 | 0 | 6 | 100 | 0.21123 | 1.3513 | 1.3225 | 0 | 6.2068
2007-10-10 15:00 | 0.67816 | 40.2372 | 72.3152 | 47.5963 | 0.7067 | 1.2608 | 0 | 0 | 0 | 0 | 0 | 0 | 0 | 1.2608 | 0 | 0 | 1.2608 | 0 | 0 | 0 | 0 | 0 | 4.5537 | 0 | 0 | 0 | 6 | 100 | 0.21123 | 0 | 1.0086 | 0 | 5.8144
2007-10-10 16:00 | 0.32533 | 25.9348 | 77.2288 | 62.4104 | 0.33579 | 0.59905 | 1.7128 | 1.7128 | 1.1437 | 0 | 0.36834 | 1.7128 | 34.9747 | 1.1102e-16 | 0 | 0 | 0.59905 | 0.59905 | 0.5691 | 0 | 0 | 0 | 4.5537 | 0 | 0 | 0 | 6 | 100 | 0.21123 | 1.8841 | 0.47924 | 1.7 | 5.1527
2007-10-10 17:00 | 0.13553 | 11.395 | 80.562 | 77.2699 | 0.14239 | 0.25403 | 0.13201 | 0.13201 | 0 | 0 | 0 | 0.13201 | 192.4296 | 0.11507 | 0 | 0 | 0.25403 | 0.13896 | 0.13201 | 0 | 0 | 0 | 4.5537 | 0 | 0 | 0 | 6 | 100 | 0.21123 | 0.14521 | 0.20322 | 0 | 4.8077
2007-10-10 18:00 | 0.0072775 | 0 | 83.0765 | 90 | 0 | 0 | 3.1215 | 3.08 | 1.7 | 0 | 0.5202 | 3.08 | 0 | 0 | 0.041513 | 0.35366 | 0 | 1.4526 | 1.38 | 0 | 0 | 0 | 4.5537 | 0 | 1.4526 | -1.4526 | 4.4688 | 74.4799 | 0.21123 | 3.4337 | 0 | 1.7 | 4.5537
2007-10-10 19:00 | 0 | 0 | 85.1537 | 90 | 0 | 0 | 1.5715 | 1.5715 | 1.7 | 0 | 0.5202 | 1.5715 | 0 | 0 | 0 | 0 | 0 | 0 | 0 | 0.1285 | 0.12207 | 1.614 | 3.1011 | 0.12207 | 0 | 0.12207 | 4.5846 | 76.4101 | 0.21124 | 1.7287 | 0 | 1.7 | 3.1011
2007-10-10 20:00 | 0 | 0 | 87.0361 | 90 | 0 | 0 | 2.9379 | 2.9379 | 1.7 | 0 | 0.5202 | 2.9379 | 0 | 0 | 0 | 0.15173 | 0 | 1.3031 | 1.2379 | 0 | 0 | 1.492 | 3.2109 | 0 | 1.3031 | -1.3031 | 3.211 | 53.5171 | 0.21124 | 3.2317 | 0 | 1.7 | 3.2109
2007-10-10 21:00 | 0 | 0 | 88.9605 | 90 | 0 | 0 | 0.46314 | 0.46314 | 1.7 | 0 | 0.5202 | 0.46314 | 0 | 0 | 0 | 0 | 0 | 0 | 0 | 1.2369 | 1.175 | 2.9398 | 1.9078 | 1.175 | 0 | 1.175 | 4.3258 | 72.0957 | 0.21133 | 0.50945 | 0 | 1.7 | 1.9078
2007-10-10 22:00 | 0 | 0 | 91.3895 | 90 | 0 | 0 | 0 | 0 | 1.4526 | 0 | 0.45267 | 0 | 0 | 0 | 0 | 0 | 0 | 0 | 0 | 1.4526 | 1.38 | 1.7648 | 2.9653 | 1.38 | 0 | 1.38 | 5.6349 | 93.9154 | 0.21134 | 0 | 0 | 1.7 | 2.9653
2007-10-10 23:00 | 0 | 0 | 96.5594 | 90 | 0 | 0 | 0.47205 | 0.47205 | 0 | 0 | 0 | 0.47205 | 0 | 0 | 5.5511e-17 | 0 | 0 | 0.4969 | 0.47205 | 0 | 0 | 0.38482 | 4.2073 | 0 | 0.4969 | -0.4969 | 5.1112 | 85.1858 | 0.21134 | 0.51926 | 0 | 0 | 4.2073
2007-10-11 | 0 | 0 | -120.1573 | 90 | 0 | 0 | 0.1132 | 0.1132 | 0 | 0 | 0 | 0.1132 | 0 | 0 | 1.3878e-17 | 0 | 0 | 0.11915 | 0.1132 | 0 | 0 | 0.93693 | 3.7104 | 0 | 0.11915 | -0.11915 | 4.9856 | 83.0925 | 0.21134 | 0.12452 | 0 | 0 | 3.7104
2007-10-11 01:00 | 0 | 0 | -93.0373 | 90 | 0 | 0 | 0.19823 | 0.19823 | 0 | 0 | 0 | 0.19823 | 0 | 0 | 0 | 0 | 0 | 0.20866 | 0.19823 | 0 | 0 | 1.0693 | 3.5913 | 0 | 0.20866 | -0.20866 | 4.7656 | 79.4267 | 0.21134 | 0.21805 | 0 | 0 | 3.5913
2007-10-11 02:00 | 0 | 0 | -89.8499 | 90 | 0 | 0 | 0.022456 | 0.022456 | 0 | 0 | 0 | 0.022456 | 0 | 0 | 3.4694e-18 | 0 | 0 | 0.023638 | 0.022456 | 0 | 0 | 1.3012 | 3.3826 | 0 | 0.023638 | -0.023638 | 4.7407 | 79.0114 | 0.21134 | 0.024701 | 0 | 0 | 3.3826
2007-10-11 03:00 | 0 | 0 | -87.8508 | 90 | 0 | 0 | 0.26894 | 0.26894 | 0 | 0 | 0 | 0.26894 | 0 | 0 | 5.5511e-17 | 0 | 0 | 0.28309 | 0.26894 | 0 | 0 | 1.3274 | 3.359 | 0 | 0.28309 | -0.28309 | 4.4423 | 74.038 | 0.21134 | 0.29583 | 0 | 0 | 3.359
2007-10-11 04:00 | 0 | 0 | -86.0594 | 90 | 0 | 0 | 0.23236 | 0.23236 | 0 | 0 | 0 | 0.23236 | 0 | 0 | 2.7756e-17 | 0 | 0 | 0.24459 | 0.23236 | 0 | 0 | 1.642 | 3.0759 | 0 | 0.24459 | -0.24459 | 4.1845 | 69.741 | 0.21134 | 0.25559 | 0 | 0 | 3.0759
2007-10-11 05:00 | 0 | 0 | -84.1844 | 90 | 0 | 0 | 0.16156 | 0.16156 | 0 | 0 | 0 | 0.16156 | 0 | 0 | 2.7756e-17 | 0 | 0 | 0.17006 | 0.16156 | 0 | 0 | 1.9137 | 2.8313 | 0 | 0.17006 | -0.17006 | 4.0052 | 66.7534 | 0.21134 | 0.17771 | 0 | 0 | 2.8313
2007-10-11 06:00 | 0.010183 | 0.97769 | -82.0203 | 87.7854 | 0.010381 | 0.01852 | 0.35924 | 0.35924 | 0 | 0 | 0 | 0.35924 | 5.1554 | 0 | 0 | 0 | 0.01852 | 0.37815 | 0.35924 | 0 | 0 | 2.1027 | 2.6613 | 0 | 0.35963 | -0.35963 | 3.6261 | 60.4354 | 0.21134 | 0.39517 | 0.014816 | 0 | 2.6798
2007-10-11 07:00 | 0.086837 | 15.5972 | -79.3042 | 72.9262 | 0.086651 | 0.15459 | 0.011627 | 0.011627 | 0 | 0 | 0 | 0.011627 | 1329.515 | 0 | 0 | 0 | 0.15459 | 0.012239 | 0.011627 | 0 | 0 | 2.5023 | 2.3016 | 0.14235 | 0 | 0.14235 | 3.7612 | 62.6861 | 0.21132 | 0.01279 | 0.12367 | 0 | 2.4562
2007-10-11 08:00 | 0.065332 | 30.0611 | -75.5766 | 58.092 | 0.065048 | 0.11605 | 2.6101 | 2.6101 | 1.7 | 0 | 0.5202 | 2.6101 | 4.4461 | 0 | 0 | 0 | 0.11605 | 0.95799 | 0.91009 | 0 | 0 | 2.3599 | 2.4297 | 0 | 0.84195 | -0.84195 | 2.8737 | 47.8946 | 0.21132 | 2.8711 | 0.092837 | 1.7 | 2.5458
2007-10-11 09:00 | 0.23112 | 44.2189 | -69.8604 | 43.3233 | 0.23034 | 0.41092 | 0.23098 | 0.23098 | 1.6836 | 0 | 0.51573 | 0.23098 | 177.9033 | 0 | 0 | 0 | 0.41092 | 0 | 0 | 1.4526 | 1.38 | 3.2954 | 1.5878 | 1.7909 | 0 | 1.7909 | 4.5727 | 76.2115 | 0.21132 | 0.25408 | 0.32874 | 1.7 | 1.9987
2007-10-11 10:00 | 0.15374 | 57.6631 | -59.6631 | 28.7347 | 0.15307 | 0.27308 | 0 | 0 | 1.2963 | 0 | 0.40998 | 0 | 0 | 0 | 0 | 0 | 0.27308 | 0 | 0 | 1.2963 | 1.2314 | 1.5045 | 3.1996 | 1.5045 | 0 | 1.5045 | 6 | 100 | 0.21129 | 0 | 0.21846 | 1.7 | 3.4727
2007-10-11 11:00 | 0.2651 | 68.9741 | -37.6144 | 14.8807 | 0.26405 | 0.47107 | 1.4005 | 1.4005 | 0.95299 | 0 | 0.31627 | 1.4005 | 33.6355 | 0 | 0 | 0 | 0.47107 | 0.47107 | 0.44751 | 0 | 0 | 0 | 4.5537 | 0 | 0 | 0 | 6 | 100 | 0.21129 | 1.5406 | 0.37685 | 1.7 | 5.0248
2007-10-11 12:00 | 0.11709 | 73.1115 | 7.6366 | 8.0237 | 0.11656 | 0.20794 | 0 | 0 | 0 | 0 | 0 | 0 | 0 | 0.20794 | 0 | 0 | 0.20794 | 0 | 0 | 0 | 0 | 0 | 4.5537 | 0 | 0 | 0 | 6 | 100 | 0.21129 | 0 | 0.16635 | 0 | 4.7616
2007-10-11 13:00 | 0.22201 | 66.0191 | 46.2448 | 18.8302 | 0.22109 | 0.39443 | 0.30084 | 0.30084 | 0 | 0 | 0 | 0.30084 | 131.1109 | 0.07776 | 0 | 0 | 0.39443 | 0.31667 | 0.30084 | 0 | 0 | 0 | 4.5537 | 0 | 0 | 0 | 6 | 100 | 0.21129 | 0.33092 | 0.31554 | 0 | 4.9481
2007-10-11 14:00 | 0.21529 | 53.7834 | 63.4473 | 33.0443 | 0.21444 | 0.38256 | 0 | 0 | 0 | 0 | 0 | 0 | 0 | 0.38256 | 0 | 0 | 0.38256 | 0 | 0 | 0 | 0 | 0 | 4.5537 | 0 | 0 | 0 | 6 | 100 | 0.21129 | 0 | 0.30605 | 0 | 4.9362
2007-10-11 15:00 | 0.14504 | 40.0518 | 71.8692 | 47.7089 | 0.14446 | 0.25772 | 0.16568 | 0.16568 | 0 | 0 | 0 | 0.16568 | 155.5511 | 0.083319 | 0 | 0 | 0.25772 | 0.1744 | 0.16568 | 0 | 0 | 0 | 4.5537 | 0 | 0 | 0 | 6 | 100 | 0.21129 | 0.18225 | 0.20618 | 0 | 4.8114
2007-10-11 16:00 | 0.17212 | 25.7779 | 76.8343 | 62.5038 | 0.17194 | 0.30674 | 1.8643 | 1.8643 | 1.5729 | 0 | 0.4855 | 1.8643 | 16.4537 | 1.6653e-16 | 0 | 0 | 0.30674 | 0.30674 | 0.29141 | 0 | 0 | 0 | 4.5537 | 0 | 0 | 0 | 6 | 100 | 0.21129 | 2.0507 | 0.2454 | 1.7 | 4.8604
2007-10-11 17:00 | 0.10046 | 11.2572 | 80.1919 | 77.3484 | 0.10213 | 0.1822 | 1.3562 | 1.3562 | 1.1831 | 0 | 0.37908 | 1.3562 | 13.435 | 8.3267e-17 | 0 | 0 | 0.1822 | 0.1822 | 0.17309 | 0 | 0 | 0 | 4.5537 | 0 | 0 | 0 | 6 | 100 | 0.21129 | 1.4918 | 0.14576 | 1.7 | 4.7359
2007-10-11 18:00 | 0.0060895 | 0 | 82.7082 | 90 | 0 | 0 | 0 | 0 | 0 | 0 | 0 | 0 | 0 | 0 | 0 | 0 | 0 | 0 | 0 | 0 | 0 | 0 | 4.5537 | 0 | 0 | 0 | 6 | 100 | 0.21129 | 0 | 0 | 0 | 4.5537
2007-10-11 19:00 | 0 | 0 | 84.7634 | 90 | 0 | 0 | 0.58105 | 0.58105 | 0 | 0 | 0 | 0.58105 | 0 | 0 | 1.1102e-16 | 0 | 0 | 0.61164 | 0.58105 | 0 | 0 | 0 | 4.5537 | 0 | 0.61164 | -0.61164 | 5.3553 | 89.2547 | 0.21129 | 0.63916 | 0 | 0 | 4.5537
2007-10-11 20:00 | 0 | 0 | 86.5917 | 90 | 0 | 0 | 2.9122 | 2.9122 | 1.7 | 0 | 0.5202 | 2.9122 | 0 | 0 | 0 | 0.12346 | 0 | 1.276 | 1.2122 | 0 | 0 | 0.6796 | 3.9421 | 0 | 1.276 | -1.276 | 4.0102 | 66.8371 | 0.21129 | 3.2035 | 0 | 1.7 | 3.9421
2007-10-11 21:00 | 0 | 0 | 88.4044 | 90 | 0 | 0 | 1.8303 | 1.8303 | 1.7 | 0 | 0.5202 | 1.8303 | 0 | 0 | 0 | 0 | 0 | 0.13715 | 0.13029 | 0 | 0 | 2.0974 | 2.666 | 0 | 0.13715 | -0.13715 | 3.8657 | 64.4276 | 0.21129 | 2.0133 | 0 | 1.7 | 2.666
2007-10-11 22:00 | 0 | 0 | 90.579 | 90 | 0 | 0 | 0.22655 | 0.22655 | 1.6792 | 0 | 0.51452 | 0.22655 | 0 | 2.2204e-16 | 0 | 0 | 0 | 0 | 0 | 1.4526 | 1.38 | 2.2498 | 2.5289 | 1.38 | 0 | 1.38 | 5.1748 | 86.2473 | 0.21135 | 0.2492 | 0 | 1.7 | 2.5289
2007-10-11 23:00 | 0 | 0 | 94.8831 | 90 | 0 | 0 | 0.28904 | 0.28904 | 0 | 0 | 0 | 0.28904 | 0 | 0 | 5.5511e-17 | 0 | 0 | 0.30425 | 0.28904 | 0 | 0 | 0.8698 | 3.7709 | 0 | 0.30425 | -0.30425 | 4.8541 | 80.9021 | 0.21135 | 0.31794 | 0 | 0 | 3.7709
2007-10-12 | 0 | 0 | -111.6921 | 90 | 0 | 0 | 0.60424 | 0.60424 | 0 | 0 | 0 | 0.60424 | 0 | 0 | 1.1102e-16 | 0 | 0 | 0.63604 | 0.60424 | 0 | 0 | 1.2079 | 3.4666 | 0 | 0.63604 | -0.63604 | 4.1837 | 69.728 | 0.21135 | 0.66467 | 0 | 0 | 3.4666
2007-10-12 01:00 | 0 | 0 | -91.7317 | 90 | 0 | 0 | 0.33768 | 0.33768 | 0 | 0 | 0 | 0.33768 | 0 | 0 | 5.5511e-17 | 0 | 0 | 0.35545 | 0.33768 | 0 | 0 | 1.9146 | 2.8306 | 0 | 0.35545 | -0.35545 | 3.809 | 63.4834 | 0.21135 | 0.37144 | 0 | 0 | 2.8306
2007-10-12 02:00 | 0 | 0 | -89.124 | 90 | 0 | 0 | 0.40972 | 0.40972 | 0 | 0 | 0 | 0.40972 | 0 | 0 | 5.5511e-17 | 0 | 0 | 0.43128 | 0.40972 | 0 | 0 | 2.3095 | 2.4751 | 0 | 0.43128 | -0.43128 | 3.3544 | 55.9066 | 0.21135 | 0.45069 | 0 | 0 | 2.4751
2007-10-12 03:00 | 0 | 0 | -87.3233 | 90 | 0 | 0 | 0.47516 | 0.47516 | 0 | 0 | 0 | 0.47516 | 0 | 0 | 5.5511e-17 | 0 | 0 | 0.50017 | 0.47516 | 0 | 0 | 2.7887 | 2.0438 | 0 | 0.50017 | -0.50017 | 2.8272 | 47.1195 | 0.21135 | 0.52268 | 0 | 0 | 2.0438
2007-10-12 04:00 | 0 | 0 | -85.6217 | 90 | 0 | 0 | 0.37829 | 0.37829 | 0 | 0 | 0 | 0.37829 | 0 | 0 | 5.5511e-17 | 0 | 0 | 0.3982 | 0.37829 | 0 | 0 | 3.3445 | 1.5437 | 0 | 0.3982 | -0.3982 | 2.4074 | 40.1239 | 0.21135 | 0.41611 | 0 | 0 | 1.5437
2007-10-12 05:00 | 0 | 0 | -83.7879 | 90 | 0 | 0 | 0.45585 | 0.45585 | 0 | 0 | 0 | 0.45585 | 0 | 0 | 5.5511e-17 | 0 | 0 | 0.47984 | 0.45585 | 0 | 0 | 3.7869 | 1.1455 | 0 | 0.47984 | -0.47984 | 1.9016 | 31.6939 | 0.21135 | 0.50144 | 0 | 0 | 1.1455
2007-10-12 06:00 | 0.01362 | 0.98074 | -81.6348 | 87.7224 | 0.014092 | 0.02514 | 0.28285 | 0.28285 | 0 | 0 | 0 | 0.28285 | 8.8883 | 0 | 5.5511e-17 | 0 | 0.02514 | 0.29774 | 0.28285 | 0 | 0 | 4.3201 | 0.66563 | 0 | 0.2726 | -0.2726 | 1.6143 | 26.9049 | 0.21135 | 0.31113 | 0.020112 | 0 | 0.69077
2007-10-12 07:00 | 0.11101 | 15.5836 | -78.9043 | 72.8775 | 0.11124 | 0.19845 | 1.2059 | 1.2059 | 1.7 | 0 | 0.5202 | 1.2059 | 16.4556 | 0 | 0 | 0 | 0.19845 | 0 | 0 | 0.49405 | 0.46935 | 4.6229 | 0.39304 | 0.6678 | 0 | 0.6678 | 2.2478 | 37.4637 | 0.21139 | 1.3265 | 0.15876 | 1.7 | 0.59148
2007-10-12 08:00 | 0.1808 | 30.0238 | -75.1333 | 58.0601 | 0.18037 | 0.32178 | 0.0095969 | 0.0095969 | 1.4622 | 0 | 0.45529 | 0.0095969 | 3353.009 | 2.2204e-16 | 0 | 0 | 0.32178 | 0 | 0 | 1.4526 | 1.38 | 3.9551 | 0.99405 | 1.7018 | 0 | 1.7018 | 3.8623 | 64.3712 | 0.21136 | 0.010557 | 0.25743 | 1.7 | 1.3158
2007-10-12 09:00 | 0.39876 | 44.1444 | -69.333 | 43.315 | 0.40193 | 0.71705 | 1.3798 | 1.3798 | 1.7 | 0 | 0.5202 | 1.3798 | 51.9664 | 0 | 0 | 0 | 0.71705 | 0 | 0 | 0.32017 | 0.30416 | 2.2534 | 2.5257 | 1.0212 | 0 | 1.0212 | 4.8311 | 80.5179 | 0.21142 | 1.5178 | 0.57364 | 1.7 | 3.2427
2007-10-12 10:00 | 0.52745 | 57.5234 | -58.9927 | 28.768 | 0.53305 | 0.95096 | 1.8136 | 1.8136 | 1.7 | 0 | 0.5202 | 1.8136 | 52.4354 | 0 | 0 | 0 | 0.95096 | 0.11956 | 0.11358 | 0 | 0 | 1.2322 | 3.4447 | 0.8314 | 0 | 0.8314 | 5.6198 | 93.6635 | 0.21146 | 1.9949 | 0.76077 | 1.7 | 4.3957
2007-10-12 11:00 | 0.57611 | 68.7102 | -36.8359 | 15.0226 | 0.58142 | 1.0373 | 0 | 0 | 0 | 0 | 0 | 0 | 0 | 0.63651 | 0 | 0 | 1.0373 | 0 | 0 | 0 | 0 | 0.40075 | 4.193 | 0.40075 | 0 | 0.40075 | 6 | 100 | 0.2114 | 0 | 0.82981 | 0 | 5.2303
2007-10-12 12:00 | 0.88774 | 72.7263 | 7.6837 | 8.4069 | 0.91545 | 1.6332 | 0 | 0 | 0 | 0 | 0 | 0 | 0 | 1.6332 | 0 | 0 | 1.6332 | 0 | 0 | 0 | 0 | 0 | 4.5537 | 0 | 0 | 0 | 6 | 100 | 0.2114 | 0 | 1.3065 | 0 | 6.1869
2007-10-12 13:00 | 0.68908 | 65.7077 | 45.6893 | 19.0432 | 0.70332 | 1.2547 | 2.4084 | 2.4084 | 1.2164 | 0 | 0.38817 | 2.4084 | 52.0984 | 0 | 0 | 0 | 1.2547 | 1.2547 | 1.192 | 0 | 0 | 0 | 4.5537 | 0 | 0 | 0 | 6 | 100 | 0.2114 | 2.6492 | 1.0038 | 1.7 | 5.8084
2007-10-12 14:00 | 0.30924 | 53.5523 | 62.9265 | 33.1885 | 0.30846 | 0.55028 | 0.8242 | 0.8242 | 0 | 0 | 0 | 0.8242 | 66.7656 | 0 | 1.1102e-16 | 0 | 0.55028 | 0.86758 | 0.8242 | 0 | 0 | 0 | 4.5537 | 0 | 0.3173 | -0.3173 | 5.6655 | 94.4256 | 0.2114 | 0.90662 | 0.44023 | 0 | 5.104
2007-10-12 15:00 | 0.36358 | 39.8677 | 71.4273 | 47.8212 | 0.36656 | 0.65394 | 0 | 0 | 0 | 0 | 0 | 0 | 0 | 0.30139 | 0 | 0 | 0.65394 | 0 | 0 | 0 | 0 | 0.35255 | 4.2364 | 0.35255 | 0 | 0.35255 | 6 | 100 | 0.21135 | 0 | 0.52315 | 0 | 4.8903
2007-10-12 16:00 | 0.23881 | 25.6227 | 76.4427 | 62.5958 | 0.24136 | 0.43058 | 0 | 0 | 0 | 0 | 0 | 0 | 0 | 0.43058 | 0 | 0 | 0.43058 | 0 | 0 | 0 | 0 | 0 | 4.5537 | 0 | 0 | 0 | 6 | 100 | 0.21135 | 0 | 0.34447 | 0 | 4.9843
2007-10-12 17:00 | 0.16076 | 11.1218 | 79.824 | 77.425 | 0.17573 | 0.31351 | 0.71585 | 0.71585 | 0 | 0 | 0 | 0.71585 | 43.7951 | 0 | 0 | 0 | 0.31351 | 0.75352 | 0.71585 | 0 | 0 | 0 | 4.5537 | 0 | 0.44002 | -0.44002 | 5.5362 | 92.2697 | 0.21135 | 0.78743 | 0.25081 | 0 | 4.8672
2007-10-12 18:00 | 0.0078392 | 0 | 82.3416 | 90 | 0 | 0 | 0.84041 | 0.84041 | 0 | 0 | 0 | 0.84041 | 0 | 0 | 1.1102e-16 | 0 | 0 | 0.88464 | 0.84041 | 0 | 0 | 0.48891 | 4.1137 | 0 | 0.88464 | -0.88464 | 4.6037 | 76.7282 | 0.21135 | 0.92445 | 0 | 0 | 4.1137
2007-10-12 19:00 | 0 | 0 | 84.3746 | 90 | 0 | 0 | 2.5275 | 2.5275 | 1.7 | 0 | 0.5202 | 2.5275 | 0 | 0 | 0 | 0 | 0 | 0.87104 | 0.82749 | 0 | 0 | 1.4718 | 3.229 | 0 | 0.87104 | -0.87104 | 3.6855 | 61.4255 | 0.21135 | 2.7802 | 0 | 1.7 | 3.229
2007-10-12 20:00 | 0 | 0 | 86.1488 | 90 | 0 | 0 | 0.48622 | 0.48622 | 1.7 | 0 | 0.5202 | 0.48622 | 0 | 0 | 0 | 0 | 0 | 0 | 0 | 1.2138 | 1.1531 | 2.4397 | 2.358 | 1.1531 | 0 | 1.1531 | 4.7795 | 79.6575 | 0.21144 | 0.53484 | 0 | 1.7 | 2.358
2007-10-12 21:00 | 0 | 0 | 87.8492 | 90 | 0 | 0 | 0 | 0 | 1.3543 | 0 | 0.42582 | 0 | 0 | 0 | 0 | 0 | 0 | 0 | 0 | 1.3543 | 1.2866 | 1.2866 | 3.3958 | 1.2866 | 0 | 1.2866 | 6 | 100 | 0.21144 | 0 | 0 | 1.7 | 3.3958
2007-10-12 22:00 | 0 | 0 | 89.7677 | 90 | 0 | 0 | 0.40036 | 0.40036 | 0 | 0 | 0 | 0.40036 | 0 | 0 | 5.5511e-17 | 0 | 0 | 0.42144 | 0.40036 | 0 | 0 | 0 | 4.5537 | 0 | 0.42144 | -0.42144 | 5.5558 | 92.5961 | 0.21144 | 0.4404 | 0 | 0 | 4.5537
2007-10-12 23:00 | 0 | 0 | 93.187 | 90 | 0 | 0 | 0.20688 | 0.20688 | 0 | 0 | 0 | 0.20688 | 0 | 0 | 2.7756e-17 | 0 | 0 | 0.21777 | 0.20688 | 0 | 0 | 0.46826 | 4.1323 | 0 | 0.21777 | -0.21777 | 5.3262 | 88.7704 | 0.21144 | 0.22757 | 0 | 0 | 4.1323
2007-10-13 | 0 | 0 | -102.7166 | 90 | 0 | 0 | 0.18282 | 0.18282 | 0 | 0 | 0 | 0.18282 | 0 | 0 | 0 | 0 | 0 | 0.19244 | 0.18282 | 0 | 0 | 0.71023 | 3.9145 | 0 | 0.19244 | -0.19244 | 5.1234 | 85.3896 | 0.21144 | 0.2011 | 0 | 0 | 3.9145
2007-10-13 01:00 | 0 | 0 | -90.4399 | 90 | 0 | 0 | 0.29778 | 0.29778 | 0 | 0 | 0 | 0.29778 | 0 | 0 | 5.5511e-17 | 0 | 0 | 0.31345 | 0.29778 | 0 | 0 | 0.92404 | 3.722 | 0 | 0.31345 | -0.31345 | 4.793 | 79.8828 | 0.21144 | 0.32756 | 0 | 0 | 3.722
2007-10-13 02:00 | 0 | 0 | -88.4045 | 90 | 0 | 0 | 0.24239 | 0.24239 | 0 | 0 | 0 | 0.24239 | 0 | 0 | 2.7756e-17 | 0 | 0 | 0.25515 | 0.24239 | 0 | 0 | 1.2723 | 3.4086 | 0 | 0.25515 | -0.25515 | 4.524 | 75.4004 | 0.21144 | 0.26663 | 0 | 0 | 3.4086
2007-10-13 03:00 | 0 | 0 | -86.7998 | 90 | 0 | 0 | 0.13423 | 0.13423 | 0 | 0 | 0 | 0.13423 | 0 | 0 | 2.7756e-17 | 0 | 0 | 0.1413 | 0.13423 | 0 | 0 | 1.5558 | 3.1535 | 0 | 0.1413 | -0.1413 | 4.3751 | 72.918 | 0.21144 | 0.14766 | 0 | 0 | 3.1535
2007-10-13 04:00 | 0 | 0 | -85.1873 | 90 | 0 | 0 | 0 | 0 | 0 | 0 | 0 | 0 | 0 | 0 | 0 | 0 | 0 | 0 | 0 | 0 | 0 | 1.7128 | 3.0122 | 0 | 0 | 0 | 4.3751 | 72.918 | 0.21144 | 0 | 0 | 0 | 3.0122
2007-10-13 05:00 | 0 | 0 | -83.3942 | 90 | 0 | 0 | 0.2966 | 0.2966 | 0 | 0 | 0 | 0.2966 | 0 | 0 | 5.5511e-17 | 0 | 0 | 0.31222 | 0.2966 | 0 | 0 | 1.7128 | 3.0122 | 0 | 0.31222 | -0.31222 | 4.046 | 67.433 | 0.21144 | 0.32627 | 0 | 0 | 3.0122
2007-10-13 06:00 | 0.033802 | 0.98171 | -81.252 | 87.662 | 0.066813 | 0.11919 | 0.064107 | 0.064107 | 0 | 0 | 0 | 0.064107 | 185.9281 | 0 | 0 | 0 | 0.11919 | 0.067481 | 0.064107 | 0 | 0 | 2.0597 | 2.6999 | 0.051712 | 0 | 0.051712 | 4.095 | 68.2506 | 0.21144 | 0.070518 | 0.095355 | 0 | 2.8191
2007-10-13 07:00 | 0.26988 | 15.5674 | -78.5073 | 72.8319 | 0.29482 | 0.52595 | 0.94727 | 0.94727 | 0 | 0 | 0 | 0.94727 | 55.5228 | 0 | 0 | 0 | 0.52595 | 0.99713 | 0.94727 | 0 | 0 | 2.008 | 2.7465 | 0 | 0.47118 | -0.47118 | 3.5984 | 59.9729 | 0.21144 | 1.042 | 0.42076 | 0 | 3.2724
2007-10-13 08:00 | 0.51199 | 29.9832 | -74.6939 | 58.032 | 0.54063 | 0.96448 | 1.1935 | 1.1935 | 0 | 0 | 0 | 1.1935 | 80.811 | 0 | 0 | 0 | 0.96448 | 1.2563 | 1.1935 | 0 | 0 | 2.5315 | 2.2753 | 0 | 0.29184 | -0.29184 | 3.2908 | 54.8459 | 0.21144 | 1.3128 | 0.77158 | 0 | 3.2398
2007-10-13 09:00 | 0.78884 | 44.0661 | -68.8113 | 43.3114 | 0.82419 | 1.4704 | 1.6273 | 1.6273 | 1.7 | 0 | 0.5202 | 1.6273 | 90.3527 | 0 | 0 | 0 | 1.4704 | 0 | 0 | 0.072653 | 0.06902 | 2.8558 | 1.9835 | 1.5394 | 0 | 1.5394 | 4.7511 | 79.1854 | 0.21148 | 1.7901 | 1.1763 | 1.7 | 3.4538
2007-10-13 10:00 | 0.81502 | 57.3793 | -58.3337 | 28.8076 | 0.84484 | 1.5072 | 0 | 0 | 0.425 | 0 | 0.17213 | 0 | 0 | 0.61576 | 0 | 0 | 1.5072 | 0 | 0 | 0 | 0 | 1.3164 | 3.3689 | 1.3164 | 0 | 1.3164 | 6 | 100 | 0.21129 | 0 | 1.2058 | 1.7 | 4.8761
2007-10-13 11:00 | 0.9984 | 68.4433 | -36.0849 | 15.1735 | 1.0348 | 1.8461 | 2.6539 | 2.6539 | 1.2739 | 0 | 0.40388 | 2.6539 | 69.5613 | 0.39346 | 0 | 0 | 1.8461 | 1.4526 | 1.38 | 0 | 0 | 0 | 4.5537 | 0 | 0 | 0 | 6 | 100 | 0.21129 | 2.9193 | 1.4769 | 1.7 | 6.3998
2007-10-13 12:00 | 1.0363 | 72.3438 | 7.7219 | 8.7872 | 1.0736 | 1.9153 | 0.47986 | 0.47986 | 0 | 0 | 0 | 0.47986 | 399.1359 | 1.4102 | 0 | 0 | 1.9153 | 0.50512 | 0.47986 | 0 | 0 | 0 | 4.5537 | 0 | 0 | 0 | 6 | 100 | 0.21129 | 0.52785 | 1.5322 | 0 | 6.469
2007-10-13 13:00 | 0.96543 | 65.3977 | 45.147 | 19.2582 | 1.0011 | 1.7859 | 1.6748 | 1.6748 | 0.425 | 0 | 0.17213 | 1.6748 | 106.6304 | 0.47027 | 0 | 0 | 1.7859 | 1.3156 | 1.2498 | 0 | 0 | 0 | 4.5537 | 0 | 0 | 0 | 6 | 100 | 0.21129 | 1.8423 | 1.4287 | 1.7 | 6.3396
2007-10-13 14:00 | 0.73063 | 53.3223 | 62.4131 | 33.3332 | 0.7563 | 1.3492 | 2.1753 | 2.1753 | 0.89356 | 0 | 0.30004 | 2.1753 | 62.0244 | 0 | 0 | 0 | 1.3492 | 1.3492 | 1.2818 | 0 | 0 | 0 | 4.5537 | 0 | 0 | 0 | 6 | 100 | 0.21129 | 2.3929 | 1.0794 | 1.7 | 5.9029
2007-10-13 15:00 | 0.61521 | 39.685 | 70.9898 | 47.9328 | 0.64247 | 1.1462 | 1.0665 | 1.0665 | 0 | 0 | 0 | 1.0665 | 107.4657 | 0.023491 | 0 | 0 | 1.1462 | 1.1227 | 1.0665 | 0 | 0 | 0 | 4.5537 | 0 | 0 | 0 | 6 | 100 | 0.21129 | 1.1732 | 0.91694 | 0 | 5.6999
2007-10-13 16:00 | 0.42106 | 25.4695 | 76.0539 | 62.6866 | 0.44676 | 0.79701 | 1.0103 | 1.0103 | 0 | 0 | 0 | 1.0103 | 78.892 | 0 | 0 | 0 | 0.79701 | 1.0634 | 1.0103 | 0 | 0 | 0 | 4.5537 | 0 | 0.26642 | -0.26642 | 5.7192 | 95.3196 | 0.21129 | 1.1113 | 0.63761 | 0 | 5.3507
2007-10-13 17:00 | 0.15021 | 10.9887 | 79.4584 | 77.4996 | 0.16327 | 0.29128 | 3.5012 | 3.08 | 1.7 | 0 | 0.5202 | 3.08 | 9.4572 | 0 | 0.42125 | 0.77137 | 0.29128 | 1.4526 | 1.38 | 0 | 0 | 0.29602 | 4.2873 | 0 | 1.1614 | -1.1614 | 4.495 | 74.9167 | 0.21129 | 3.8514 | 0.23302 | 1.7 | 4.5786
2007-10-13 18:00 | 0.0049113 | 0 | 81.9769 | 90 | 0 | 0 | 1.3769 | 1.3769 | 1.7 | 0 | 0.5202 | 1.3769 | 0 | 0 | 0 | 0 | 0 | 0 | 0 | 0.32306 | 0.3069 | 1.5864 | 3.1259 | 0.3069 | 0 | 0.3069 | 4.7862 | 79.7693 | 0.21131 | 1.5146 | 0 | 1.7 | 3.1259
2007-10-13 19:00 | 0 | 0 | 83.9876 | 90 | 0 | 0 | 0.68912 | 0.68912 | 1.7 | 0 | 0.5202 | 0.68912 | 0 | 0 | 0 | 0 | 0 | 0 | 0 | 1.0109 | 0.96034 | 1.2795 | 3.4021 | 0.96034 | 0 | 0.96034 | 5.6972 | 94.9535 | 0.21138 | 0.75803 | 0 | 1.7 | 3.4021
2007-10-13 20:00 | 0 | 0 | 85.7073 | 90 | 0 | 0 | 3.0641 | 3.0641 | 1.7 | 0 | 0.5202 | 3.0641 | 0 | 0 | 4.4409e-16 | 0.29051 | 0 | 1.4359 | 1.3641 | 0 | 0 | 0.31917 | 4.2664 | 0 | 1.4359 | -1.4359 | 4.1837 | 69.7276 | 0.21138 | 3.3705 | 0 | 1.7 | 4.2664
2007-10-13 21:00 | 0 | 0 | 87.2953 | 90 | 0 | 0 | 0 | 0 | 1.4526 | 0 | 0.45267 | 0 | 0 | 0 | 0 | 0 | 0 | 0 | 0 | 1.4526 | 1.38 | 1.9146 | 2.8305 | 1.38 | 0 | 1.38 | 5.4928 | 91.5472 | 0.2114 | 0 | 0 | 1.7 | 2.8305
2007-10-13 22:00 | 0 | 0 | 88.9562 | 90 | 0 | 0 | 0.14787 | 0.14787 | 0 | 0 | 0 | 0.14787 | 0 | 0 | 2.7756e-17 | 0 | 0 | 0.15565 | 0.14787 | 0 | 0 | 0.5346 | 4.0725 | 0 | 0.15565 | -0.15565 | 5.3288 | 88.8127 | 0.2114 | 0.16266 | 0 | 0 | 4.0725
2007-10-13 23:00 | 0 | 0 | 91.475 | 90 | 0 | 0 | 0.3776 | 0.3776 | 0 | 0 | 0 | 0.3776 | 0 | 0 | 0 | 0 | 0 | 0.39747 | 0.3776 | 0 | 0 | 0.70755 | 3.9169 | 0 | 0.39747 | -0.39747 | 4.9098 | 81.8299 | 0.2114 | 0.41536 | 0 | 0 | 3.9169
2007-10-14 | 0 | 0 | -93.6227 | 90 | 0 | 0 | 0.23749 | 0.23749 | 0 | 0 | 0 | 0.23749 | 0 | 0 | 2.7756e-17 | 0 | 0 | 0.24999 | 0.23749 | 0 | 0 | 1.1492 | 3.5194 | 0 | 0.24999 | -0.24999 | 4.6463 | 77.438 | 0.2114 | 0.26124 | 0 | 0 | 3.5194
2007-10-14 01:00 | 0 | 0 | -89.1631 | 90 | 0 | 0 | 0.12255 | 0.12255 | 0 | 0 | 0 | 0.12255 | 0 | 0 | 0 | 0 | 0 | 0.129 | 0.12255 | 0 | 0 | 1.4269 | 3.2694 | 0 | 0.129 | -0.129 | 4.5103 | 75.1717 | 0.2114 | 0.1348 | 0 | 0 | 3.2694
2007-10-14 02:00 | 0 | 0 | -87.6915 | 90 | 0 | 0 | 0.29951 | 0.29951 | 0 | 0 | 0 | 0.29951 | 0 | 0 | 0 | 0 | 0 | 0.31528 | 0.29951 | 0 | 0 | 1.5703 | 3.1404 | 0 | 0.31528 | -0.31528 | 4.178 | 69.6329 | 0.2114 | 0.32946 | 0 | 0 | 3.1404
2007-10-14 03:00 | 0 | 0 | -86.2805 | 90 | 0 | 0 | 0.39238 | 0.39238 | 0 | 0 | 0 | 0.39238 | 0 | 0 | 5.5511e-17 | 0 | 0 | 0.41303 | 0.39238 | 0 | 0 | 1.9206 | 2.8252 | 0 | 0.41303 | -0.41303 | 3.7426 | 62.3767 | 0.2114 | 0.43162 | 0 | 0 | 2.8252
2007-10-14 04:00 | 0 | 0 | -84.7562 | 90 | 0 | 0 | 0.2564 | 0.2564 | 0 | 0 | 0 | 0.2564 | 0 | 0 | 5.5511e-17 | 0 | 0 | 0.2699 | 0.2564 | 0 | 0 | 2.3795 | 2.4121 | 0 | 0.2699 | -0.2699 | 3.4581 | 57.635 | 0.2114 | 0.28204 | 0 | 0 | 2.4121
2007-10-14 05:00 | 0 | 0 | -83.0035 | 90 | 0 | 0 | 0.3277 | 0.3277 | 0 | 0 | 0 | 0.3277 | 0 | 0 | 0 | 0 | 0 | 0.34495 | 0.3277 | 0 | 0 | 2.6794 | 2.1422 | 0 | 0.34495 | -0.34495 | 3.0945 | 51.5748 | 0.2114 | 0.36048 | 0 | 0 | 2.1422
2007-10-14 06:00 | 0.029459 | 0.98054 | -80.8721 | 87.6042 | 0.051248 | 0.091427 | 0.31532 | 0.31532 | 0 | 0 | 0 | 0.31532 | 28.9947 | 0 | 0 | 0 | 0.091427 | 0.33192 | 0.31532 | 0 | 0 | 3.0627 | 1.7973 | 0 | 0.24049 | -0.24049 | 2.841 | 47.3499 | 0.2114 | 0.34685 | 0.073141 | 0 | 1.8887
2007-10-14 07:00 | 0.20196 | 15.5485 | -78.1135 | 72.7895 | 0.21394 | 0.38167 | 0 | 0 | 0 | 0 | 0 | 0 | 0 | 0 | 0 | 0 | 0.38167 | 0 | 0 | 0 | 0 | 3.3299 | 1.5568 | 0.38167 | 0 | 0.38167 | 3.2031 | 53.3845 | 0.21134 | 0 | 0.30533 | 0 | 1.9385
2007-10-14 08:00 | 0.2681 | 29.9394 | -74.2584 | 58.0078 | 0.27038 | 0.48236 | 0.29183 | 0.29183 | 0 | 0 | 0 | 0.29183 | 165.2912 | 0 | 0 | 0 | 0.48236 | 0.30719 | 0.29183 | 0 | 0 | 2.9482 | 1.9003 | 0.17518 | 0 | 0.17518 | 3.3693 | 56.1543 | 0.21132 | 0.32101 | 0.38589 | 0 | 2.3826
2007-10-14 09:00 | 0.3334 | 43.984 | -68.2955 | 43.3126 | 0.33405 | 0.59595 | 0 | 0 | 0 | 0 | 0 | 0 | 0 | 0 | 0 | 0 | 0.59595 | 0 | 0 | 0 | 0 | 2.773 | 2.0579 | 0.59595 | 0 | 0.59595 | 3.9346 | 65.5771 | 0.21123 | 0 | 0.47676 | 0 | 2.6539
2007-10-14 10:00 | 0.48574 | 57.231 | -57.6863 | 28.8536 | 0.48939 | 0.87308 | 1.3389 | 1.3389 | 1.7 | 0 | 0.5202 | 1.3389 | 65.211 | 0 | 0 | 0 | 0.87308 | 0 | 0 | 0.36115 | 0.34309 | 2.1771 | 2.5943 | 1.2162 | 0 | 1.2162 | 5.0884 | 84.8064 | 0.2113 | 1.4727 | 0.69846 | 1.7 | 3.4674
2007-10-14 11:00 | 0.33787 | 68.1736 | -35.361 | 15.333 | 0.33684 | 0.60092 | 1.7942 | 1.7942 | 1.7 | 0 | 0.5202 | 1.7942 | 33.4916 | 0 | 0 | 0 | 0.60092 | 0.099199 | 0.094239 | 0 | 0 | 0.96093 | 3.6889 | 0.50172 | 0 | 0.50172 | 5.5644 | 92.7392 | 0.21133 | 1.9737 | 0.48074 | 1.7 | 4.2898
2007-10-14 12:00 | 0.33995 | 71.964 | 7.7515 | 9.1647 | 0.33887 | 0.60454 | 0 | 0 | 0 | 0 | 0 | 0 | 0 | 0.14532 | 0 | 0 | 0.60454 | 0 | 0 | 0 | 0 | 0.45921 | 4.1404 | 0.45921 | 0 | 0.45921 | 6 | 100 | 0.21126 | 0 | 0.48363 | 0 | 4.7449
2007-10-14 13:00 | 0.35558 | 65.0893 | 44.6173 | 19.4747 | 0.35472 | 0.63282 | 0.82325 | 0.82325 | 0 | 0 | 0 | 0.82325 | 76.8694 | 0 | 0 | 0 | 0.63282 | 0.86657 | 0.82325 | 0 | 0 | 0 | 4.5537 | 0 | 0.23375 | -0.23375 | 5.7536 | 95.8934 | 0.21126 | 0.90557 | 0.50626 | 0 | 5.1865
2007-10-14 14:00 | 0.45605 | 53.0935 | 61.9068 | 33.4782 | 0.4594 | 0.81956 | 1.3706 | 1.3706 | 0.83879 | 0 | 0.28509 | 1.3706 | 59.7943 | 5.5511e-17 | 0 | 0 | 0.81956 | 0.55984 | 0.53185 | 0 | 0 | 0.25972 | 4.3199 | 0.25972 | 0 | 0.25972 | 6 | 100 | 0.21128 | 1.5077 | 0.65565 | 1.7 | 5.1395
2007-10-14 15:00 | 0.41641 | 39.5038 | 70.5565 | 48.0437 | 0.42377 | 0.75601 | 0.50179 | 0.50179 | 0 | 0 | 0 | 0.50179 | 150.6623 | 0.22781 | 0 | 0 | 0.75601 | 0.5282 | 0.50179 | 0 | 0 | 0 | 4.5537 | 0 | 0 | 0 | 6 | 100 | 0.21128 | 0.55197 | 0.60481 | 0 | 5.3097
2007-10-14 16:00 | 0.16787 | 25.3184 | 75.6682 | 62.7758 | 0.16774 | 0.29925 | 0 | 0 | 0 | 0 | 0 | 0 | 0 | 0.29925 | 0 | 0 | 0.29925 | 0 | 0 | 0 | 0 | 0 | 4.5537 | 0 | 0 | 0 | 6 | 100 | 0.21128 | 0 | 0.2394 | 0 | 4.8529
2007-10-14 17:00 | 0.049484 | 10.8581 | 79.0951 | 77.5722 | 0.049392 | 0.088116 | 0 | 0 | 0 | 0 | 0 | 0 | 0 | 0.088116 | 0 | 0 | 0.088116 | 0 | 0 | 0 | 0 | 0 | 4.5537 | 0 | 0 | 0 | 6 | 100 | 0.21128 | 0 | 0.070493 | 0 | 4.6418
2007-10-14 18:00 | 0.005414 | 0 | 81.6142 | 90 | 0 | 0 | 1.9324 | 1.9324 | 1.7 | 0 | 0.5202 | 1.9324 | 0 | 0 | 0 | 0 | 0 | 0.24461 | 0.23238 | 0 | 0 | 0 | 4.5537 | 0 | 0.24461 | -0.24461 | 5.7422 | 95.7026 | 0.21128 | 2.1256 | 0 | 1.7 | 4.5537
2007-10-14 19:00 | 0 | 0 | 83.6024 | 90 | 0 | 0 | 2.0642 | 2.0642 | 1.7 | 0 | 0.5202 | 2.0642 | 0 | 0 | 0 | 0 | 0 | 0.38336 | 0.36419 | 0 | 0 | 0.27179 | 4.3091 | 0 | 0.38336 | -0.38336 | 5.3381 | 88.9676 | 0.21128 | 2.2706 | 0 | 1.7 | 4.3091
2007-10-14 20:00 | 0 | 0 | 85.2677 | 90 | 0 | 0 | 0 | 0 | 0 | 0 | 0 | 0 | 0 | 0 | 0 | 0 | 0 | 0 | 0 | 0 | 0 | 0.69775 | 3.9257 | 0 | 0 | 0 | 5.3381 | 88.9676 | 0.21128 | 0 | 0 | 0 | 3.9257
2007-10-14 21:00 | 0 | 0 | 86.743 | 90 | 0 | 0 | 0 | 0 | 0 | 0 | 0 | 0 | 0 | 0 | 0 | 0 | 0 | 0 | 0 | 0 | 0 | 0.69775 | 3.9257 | 0 | 0 | 0 | 5.3381 | 88.9676 | 0.21128 | 0 | 0 | 0 | 3.9257
2007-10-14 22:00 | 0 | 0 | 88.1454 | 90 | 0 | 0 | 0.45619 | 0.45619 | 0 | 0 | 0 | 0.45619 | 0 | 0 | 5.5511e-17 | 0 | 0 | 0.4802 | 0.45619 | 0 | 0 | 0.69775 | 3.9257 | 0 | 0.4802 | -0.4802 | 4.8319 | 80.5313 | 0.21128 | 0.50181 | 0 | 0 | 3.9257
2007-10-14 23:00 | 0 | 0 | 89.7513 | 90 | 0 | 0 | 0.42982 | 0.42982 | 0 | 0 | 0 | 0.42982 | 0 | 0 | 5.5511e-17 | 0 | 0 | 0.45244 | 0.42982 | 0 | 0 | 1.2313 | 3.4455 | 0 | 0.45244 | -0.45244 | 4.355 | 72.5828 | 0.21128 | 0.4728 | 0 | 0 | 3.4455
2007-10-15 | 0 | 0 | -84.8329 | 90 | 0 | 0 | 0.12993 | 0.12993 | 0 | 0 | 0 | 0.12993 | 0 | 0 | 2.7756e-17 | 0 | 0 | 0.13677 | 0.12993 | 0 | 0 | 1.734 | 2.9931 | 0 | 0.13677 | -0.13677 | 4.2108 | 70.1801 | 0.21128 | 0.14292 | 0 | 0 | 2.9931
2007-10-15 01:00 | 0 | 0 | -87.9019 | 90 | 0 | 0 | 0.078967 | 0.078967 | 0 | 0 | 0 | 0.078967 | 0 | 0 | 0 | 0 | 0 | 0.083124 | 0.078967 | 0 | 0 | 1.886 | 2.8563 | 0 | 0.083124 | -0.083124 | 4.1232 | 68.7198 | 0.21128 | 0.086864 | 0 | 0 | 2.8563
2007-10-15 02:00 | 0 | 0 | -86.9853 | 90 | 0 | 0 | 0.5203 | 0.5203 | 0 | 0 | 0 | 0.5203 | 0 | 0 | 0 | 0 | 0 | 0.54769 | 0.5203 | 0 | 0 | 1.9783 | 2.7732 | 0 | 0.54769 | -0.54769 | 3.5459 | 59.0979 | 0.21128 | 0.57233 | 0 | 0 | 2.7732
2007-10-15 03:00 | 0 | 0 | -85.7657 | 90 | 0 | 0 | 0.0029856 | 0.0029856 | 0 | 0 | 0 | 0.0029856 | 0 | 0 | 4.3368e-19 | 0 | 0 | 0.0031428 | 0.0029856 | 0 | 0 | 2.5869 | 2.2255 | 0 | 0.0031428 | -0.0031428 | 3.5426 | 59.0427 | 0.21128 | 0.0032842 | 0 | 0 | 2.2255
2007-10-15 04:00 | 0 | 0 | -84.3284 | 90 | 0 | 0 | 0.061962 | 0.061962 | 0 | 0 | 0 | 0.061962 | 0 | 0 | 0 | 0 | 0 | 0.065223 | 0.061962 | 0 | 0 | 2.5904 | 2.2224 | 0 | 0.065223 | -0.065223 | 3.4738 | 57.8968 | 0.21128 | 0.068158 | 0 | 0 | 2.2224
2007-10-15 05:00 | 0 | 0 | -82.6158 | 90 | 0 | 0 | 0.19931 | 0.19931 | 0 | 0 | 0 | 0.19931 | 0 | 0 | 0 | 0 | 0 | 0.2098 | 0.19931 | 0 | 0 | 2.6628 | 2.1571 | 0 | 0.2098 | -0.2098 | 3.2527 | 54.2109 | 0.21128 | 0.21924 | 0 | 0 | 2.1571
2007-10-15 06:00 | 0.019884 | 0.97719 | -80.4952 | 87.5491 | 0.023732 | 0.042338 | 0.31421 | 0.31421 | 0 | 0 | 0 | 0.31421 | 13.4746 | 0 | 5.5511e-17 | 0 | 0.042338 | 0.33075 | 0.31421 | 0 | 0 | 2.896 | 1.9473 | 0 | 0.28841 | -0.28841 | 2.9487 | 49.1442 | 0.21128 | 0.34563 | 0.033871 | 0 | 1.9897
2007-10-15 07:00 | 0.12089 | 15.5269 | -77.723 | 72.7503 | 0.12165 | 0.21702 | 0.43948 | 0.43948 | 0 | 0 | 0 | 0.43948 | 49.3823 | 0 | 0 | 0 | 0.21702 | 0.46261 | 0.43948 | 0 | 0 | 3.2164 | 1.6589 | 0 | 0.24558 | -0.24558 | 2.6898 | 44.8297 | 0.21128 | 0.48342 | 0.17362 | 0 | 1.8759
2007-10-15 08:00 | 0.2365 | 29.8924 | -73.827 | 57.9875 | 0.23733 | 0.4234 | 1.4566 | 1.4566 | 1.7 | 0 | 0.5202 | 1.4566 | 29.068 | 0 | 0 | 0 | 0.4234 | 0 | 0 | 0.24342 | 0.23125 | 3.4893 | 1.4133 | 0.65465 | 0 | 0.65465 | 3.3108 | 55.1806 | 0.21132 | 1.6022 | 0.33872 | 1.7 | 1.8367
2007-10-15 09:00 | 0.41817 | 43.8981 | -67.7859 | 43.3186 | 0.42311 | 0.75484 | 0.44399 | 0.44399 | 1.7 | 0 | 0.5202 | 0.44399 | 170.0123 | 0 | 0 | 0 | 0.75484 | 0 | 0 | 1.256 | 1.1932 | 2.8346 | 2.0025 | 1.948 | 0 | 1.948 | 5.1589 | 85.9818 | 0.2113 | 0.48839 | 0.60387 | 1.7 | 2.7574
2007-10-15 10:00 | 0.48563 | 57.0787 | -57.0507 | 28.9057 | 0.48947 | 0.87321 | 1.7506 | 1.7506 | 1.7 | 0 | 0.5202 | 1.7506 | 49.8792 | 0 | 0 | 0 | 0.87321 | 0.053315 | 0.050649 | 0 | 0 | 0.88659 | 3.7558 | 0.81989 | 0 | 0.81989 | 5.9367 | 98.9455 | 0.21134 | 1.9257 | 0.69857 | 1.7 | 4.629
2007-10-15 11:00 | 0.6157 | 67.9016 | -34.6636 | 15.5006 | 0.62444 | 1.114 | 1.6424 | 1.6424 | 0.64749 | 0 | 0.23286 | 1.6424 | 67.8266 | 2.7756e-17 | 0 | 0 | 1.114 | 1.0473 | 0.99495 | 0 | 0 | 0.066695 | 4.4937 | 0.066695 | 0 | 0.066695 | 6 | 100 | 0.21135 | 1.8067 | 0.89121 | 1.7 | 5.6077
2007-10-15 12:00 | 0.47004 | 71.5872 | 7.7729 | 9.5391 | 0.47083 | 0.83996 | 0 | 0 | 0 | 0 | 0 | 0 | 0 | 0.83996 | 0 | 0 | 0.83996 | 0 | 0 | 0 | 0 | 0 | 4.5537 | 0 | 0 | 0 | 6 | 100 | 0.21135 | 0 | 0.67197 | 0 | 5.3936
2007-10-15 13:00 | 0.60167 | 64.7828 | 44.0997 | 19.6925 | 0.61041 | 1.089 | 1.962 | 1.962 | 0.92747 | 0 | 0.3093 | 1.962 | 55.5034 | 0 | 0 | 0 | 1.089 | 1.089 | 1.0345 | 0 | 0 | 0 | 4.5537 | 0 | 0 | 0 | 6 | 100 | 0.21135 | 2.1582 | 0.87118 | 1.7 | 5.6427
2007-10-15 14:00 | 0.51761 | 52.8661 | 61.4077 | 33.6232 | 0.52516 | 0.93689 | 1.6147 | 1.6147 | 0.72462 | 0 | 0.25392 | 1.6147 | 58.0235 | 0 | 0 | 0 | 0.93689 | 0.93689 | 0.89004 | 0 | 0 | 0 | 4.5537 | 0 | 0 | 0 | 6 | 100 | 0.21135 | 1.7761 | 0.74951 | 1.7 | 5.4906
2007-10-15 15:00 | 0.58116 | 39.3244 | 70.1275 | 48.1536 | 0.60712 | 1.0831 | 1.4718 | 1.4718 | 0.4429 | 0 | 0.17701 | 1.4718 | 73.5881 | 0 | 0 | 0 | 1.0831 | 1.0831 | 1.0289 | 0 | 0 | 0 | 4.5537 | 0 | 0 | 0 | 6 | 100 | 0.21135 | 1.619 | 0.86648 | 1.7 | 5.6368
2007-10-15 16:00 | 0.42874 | 25.1694 | 75.2855 | 62.8635 | 0.4576 | 0.81636 | 0 | 0 | 0 | 0 | 0 | 0 | 0 | 0.81636 | 0 | 0 | 0.81636 | 0 | 0 | 0 | 0 | 0 | 4.5537 | 0 | 0 | 0 | 6 | 100 | 0.21135 | 0 | 0.65308 | 0 | 5.37
2007-10-15 17:00 | 0.099283 | 10.7302 | 78.7343 | 77.6426 | 0.10176 | 0.18154 | 0 | 0 | 0 | 0 | 0 | 0 | 0 | 0.18154 | 0 | 0 | 0.18154 | 0 | 0 | 0 | 0 | 0 | 4.5537 | 0 | 0 | 0 | 6 | 100 | 0.21135 | 0 | 0.14523 | 0 | 4.7352
2007-10-15 18:00 | 0.002867 | 0 | 81.2536 | 90 | 0 | 0 | 0 | 0 | 0 | 0 | 0 | 0 | 0 | 0 | 0 | 0 | 0 | 0 | 0 | 0 | 0 | 0 | 4.5537 | 0 | 0 | 0 | 6 | 100 | 0.21135 | 0 | 0 | 0 | 4.5537
2007-10-15 19:00 | 0 | 0 | 83.2192 | 90 | 0 | 0 | 0.99164 | 0.99164 | 0 | 0 | 0 | 0.99164 | 0 | 0 | 1.1102e-16 | 0 | 0 | 1.0438 | 0.99164 | 0 | 0 | 0 | 4.5537 | 0 | 1.0438 | -1.0438 | 4.8997 | 81.6619 | 0.21135 | 1.0908 | 0 | 0 | 4.5537
2007-10-15 20:00 | 0 | 0 | 84.8299 | 90 | 0 | 0 | 0.71689 | 0.71689 | 0 | 0 | 0 | 0.71689 | 0 | 0 | 1.1102e-16 | 0 | 0 | 0.75462 | 0.71689 | 0 | 0 | 1.1598 | 3.5099 | 0 | 0.75462 | -0.75462 | 4.1043 | 68.4046 | 0.21135 | 0.78858 | 0 | 0 | 3.5099
2007-10-15 21:00 | 0 | 0 | 86.1926 | 90 | 0 | 0 | 0.99851 | 0.99851 | 0 | 0 | 0 | 0.99851 | 0 | 0 | 1.1102e-16 | 0 | 0 | 1.0511 | 0.99851 | 0 | 0 | 1.9983 | 2.7552 | 0 | 1.0511 | -1.0511 | 2.9964 | 49.9393 | 0.21135 | 1.0984 | 0 | 0 | 2.7552
2007-10-15 22:00 | 0 | 0 | 87.3359 | 90 | 0 | 0 | 0.326 | 0.326 | 0 | 0 | 0 | 0.326 | 0 | 0 | 5.5511e-17 | 0 | 0 | 0.34316 | 0.326 | 0 | 0 | 3.1661 | 1.7042 | 0 | 0.34316 | -0.34316 | 2.6346 | 43.9106 | 0.21135 | 0.3586 | 0 | 0 | 1.7042
2007-10-15 23:00 | 0 | 0 | 88.0202 | 90 | 0 | 0 | 0.29762 | 0.29762 | 0 | 0 | 0 | 0.29762 | 0 | 0 | 5.5511e-17 | 0 | 0 | 0.31328 | 0.29762 | 0 | 0 | 3.5474 | 1.361 | 0 | 0.31328 | -0.31328 | 2.3044 | 38.4068 | 0.21135 | 0.32738 | 0 | 0 | 1.361
2007-10-16 | 0 | 0 | -76.6901 | 90 | 0 | 0 | 0.52668 | 0.52668 | 0 | 0 | 0 | 0.52668 | 0 | 0 | 1.1102e-16 | 0 | 0 | 0.5544 | 0.52668 | 0 | 0 | 3.8955 | 1.0477 | 0 | 0.5544 | -0.5544 | 1.72 | 28.667 | 0.21135 | 0.57935 | 0 | 0 | 1.0477
2007-10-16 01:00 | 0 | 0 | -86.6574 | 90 | 0 | 0 | 0.040335 | 0.040335 | 0 | 0 | 0 | 0.040335 | 0 | 0 | 0 | 0 | 0 | 0.042457 | 0.040335 | 0 | 0 | 4.5115 | 0.49334 | 0 | 0.042457 | -0.042457 | 1.6753 | 27.9211 | 0.21135 | 0.044368 | 0 | 0 | 0.49334
2007-10-16 02:00 | 0 | 0 | -86.286 | 90 | 0 | 0 | 0.26799 | 0.26799 | 0 | 0 | 0 | 0.26799 | 0 | 0 | 5.5511e-17 | 0 | 0 | 0.28209 | 0.26799 | 0 | 0 | 4.5587 | 0.45088 | 0 | 0.28209 | -0.28209 | 1.3779 | 22.9653 | 0.21135 | 0.29479 | 0 | 0 | 0.45088
2007-10-16 03:00 | 0 | 0 | -85.2553 | 90 | 0 | 0 | 0.59764 | 0.59764 | 1.7 | 0 | 0.5202 | 0.59764 | 0 | 0 | 0 | 0 | 0 | 0 | 0 | 1.1024 | 1.0472 | 4.8721 | 0.16879 | 1.0472 | 0 | 1.0472 | 2.3714 | 39.5236 | 0.21142 | 0.6574 | 0 | 1.7 | 0.16879
2007-10-16 04:00 | 0 | 0 | -83.9043 | 90 | 0 | 0 | 0.23198 | 0.23198 | 1.6846 | 0 | 0.516 | 0.23198 | 0 | 2.2204e-16 | 0 | 0 | 0 | 0 | 0 | 1.4526 | 1.38 | 3.8249 | 1.1113 | 1.38 | 0 | 1.38 | 3.6806 | 61.3433 | 0.21148 | 0.25517 | 0 | 1.7 | 1.1113
2007-10-16 05:00 | 0 | 0 | -82.2312 | 90 | 0 | 0 | 0.18941 | 0.18941 | 1.642 | 0 | 0.50438 | 0.18941 | 0 | 2.2204e-16 | 0 | 0 | 0 | 0 | 0 | 1.4526 | 1.38 | 2.4449 | 2.3533 | 1.38 | 0 | 1.38 | 4.9898 | 83.163 | 0.21153 | 0.20835 | 0 | 1.7 | 2.3533
2007-10-16 06:00 | 0.031581 | 0.9716 | -80.1214 | 87.4967 | 0.062217 | 0.11099 | 0.25061 | 0.25061 | 0 | 0 | 0 | 0.25061 | 44.2896 | 0 | 0 | 0 | 0.11099 | 0.2638 | 0.25061 | 0 | 0 | 1.0649 | 3.5953 | 0 | 0.15281 | -0.15281 | 4.8287 | 80.4785 | 0.21153 | 0.27567 | 0.088795 | 0 | 3.7063
2007-10-16 07:00 | 0.24748 | 15.5027 | -77.3359 | 72.7144 | 0.27107 | 0.4836 | 0.93374 | 0.93374 | 0 | 0 | 0 | 0.93374 | 51.7915 | 0 | 0 | 0 | 0.4836 | 0.98288 | 0.93374 | 0 | 0 | 1.2347 | 3.4425 | 0 | 0.49929 | -0.49929 | 4.3024 | 71.7069 | 0.21153 | 1.0271 | 0.38688 | 0 | 3.9261
2007-10-16 08:00 | 0.49079 | 29.8422 | -73.3999 | 57.9711 | 0.52033 | 0.92826 | 1.5058 | 1.5058 | 1.7 | 0 | 0.5202 | 1.5058 | 61.6476 | 0 | 0 | 0 | 0.92826 | 0 | 0 | 0.19424 | 0.18453 | 1.7894 | 2.9432 | 1.1128 | 0 | 1.1128 | 5.3581 | 89.3017 | 0.21159 | 1.6563 | 0.74261 | 1.7 | 3.8715
2007-10-16 09:00 | 0.73012 | 43.8086 | -67.2827 | 43.3294 | 0.76555 | 1.3657 | 1.6286 | 1.6286 | 0.97391 | 0 | 0.32198 | 1.6286 | 83.8614 | 0 | 0 | 0 | 1.3657 | 0.68911 | 0.65466 | 0 | 0 | 0.67662 | 3.9447 | 0.67662 | 0 | 0.67662 | 6 | 100 | 0.21161 | 1.7914 | 1.0926 | 1.7 | 5.3105
2007-10-16 10:00 | 0.83545 | 56.9224 | -56.4273 | 28.964 | 0.86968 | 1.5515 | 1.7066 | 1.7066 | 0.425 | 0 | 0.17213 | 1.7066 | 90.9113 | 0.20244 | 0 | 0 | 1.5515 | 1.3491 | 1.2816 | 0 | 0 | 0 | 4.5537 | 0 | 0 | 0 | 6 | 100 | 0.21161 | 1.8773 | 1.2412 | 1.7 | 6.1052
2007-10-16 11:00 | 1.004 | 67.6275 | -33.9922 | 15.6757 | 1.0439 | 1.8624 | 0.6628 | 0.6628 | 0 | 0 | 0 | 0.6628 | 280.9886 | 1.1647 | 0 | 0 | 1.8624 | 0.69769 | 0.6628 | 0 | 0 | 0 | 4.5537 | 0 | 0 | 0 | 6 | 100 | 0.21161 | 0.72908 | 1.4899 | 0 | 6.4161
2007-10-16 12:00 | 0.99867 | 71.2135 | 7.7864 | 9.9104 | 1.0375 | 1.8509 | 1.1403 | 1.1403 | 0 | 0 | 0 | 1.1403 | 162.323 | 0.65063 | 0 | 0 | 1.8509 | 1.2003 | 1.1403 | 0 | 0 | 0 | 4.5537 | 0 | 0 | 0 | 6 | 100 | 0.21161 | 1.2543 | 1.4807 | 0 | 6.4046
2007-10-16 13:00 | 0.7897 | 64.4784 | 43.5936 | 19.9112 | 0.81572 | 1.4552 | 0 | 0 | 0 | 0 | 0 | 0 | 0 | 1.4552 | 0 | 0 | 1.4552 | 0 | 0 | 0 | 0 | 0 | 4.5537 | 0 | 0 | 0 | 6 | 100 | 0.21161 | 0 | 1.1642 | 0 | 6.0089
2007-10-16 14:00 | 0.63356 | 52.6402 | 60.9156 | 33.7682 | 0.6523 | 1.1637 | 2.0715 | 2.0715 | 0.96593 | 0 | 0.3198 | 2.0715 | 56.1784 | 0 | 0 | 0 | 1.1637 | 1.1637 | 1.1055 | 0 | 0 | 0 | 4.5537 | 0 | 0 | 0 | 6 | 100 | 0.21161 | 2.2786 | 0.93097 | 1.7 | 5.7174
2007-10-16 15:00 | 0.59929 | 39.1469 | 69.7028 | 48.2626 | 0.62814 | 1.1206 | 0.33394 | 0.33394 | 0 | 0 | 0 | 0.33394 | 335.5704 | 0.76909 | 0 | 0 | 1.1206 | 0.35152 | 0.33394 | 0 | 0 | 0 | 4.5537 | 0 | 0 | 0 | 6 | 100 | 0.21161 | 0.36733 | 0.89648 | 0 | 5.6743
2007-10-16 16:00 | 0.39869 | 25.0227 | 74.9059 | 62.9494 | 0.42488 | 0.75799 | 1.0808 | 1.0808 | 0 | 0 | 0 | 1.0808 | 70.1318 | 0 | 2.2204e-16 | 0 | 0.75799 | 1.1377 | 1.0808 | 0 | 0 | 0 | 4.5537 | 0 | 0.37971 | -0.37971 | 5.5998 | 93.3293 | 0.21161 | 1.1889 | 0.6064 | 0 | 5.3117
2007-10-16 17:00 | 0.15915 | 10.605 | 78.3759 | 77.7108 | 0.17837 | 0.31821 | 2.173 | 2.173 | 1.7 | 0 | 0.5202 | 2.173 | 14.6437 | 0 | 0 | 0 | 0.31821 | 0.49792 | 0.47302 | 0 | 0 | 0.42189 | 4.174 | 0 | 0.1797 | -0.1797 | 5.4103 | 90.1722 | 0.21161 | 2.3903 | 0.25457 | 1.7 | 4.4922
2007-10-16 18:00 | 0.0050945 | 0 | 80.8953 | 90 | 0 | 0 | 1.985 | 1.985 | 1.7 | 0 | 0.5202 | 1.985 | 0 | 0 | 0 | 0 | 0 | 0.29998 | 0.28498 | 0 | 0 | 0.62157 | 3.9943 | 0 | 0.29998 | -0.29998 | 5.0941 | 84.9021 | 0.21161 | 2.1835 | 0 | 1.7 | 3.9943
2007-10-16 19:00 | 0 | 0 | 82.8381 | 90 | 0 | 0 | 2.4234 | 2.4234 | 1.7 | 0 | 0.5202 | 2.4234 | 0 | 0 | 0 | 0 | 0 | 0.7615 | 0.72342 | 0 | 0 | 0.95488 | 3.6943 | 0 | 0.7615 | -0.7615 | 4.2914 | 71.524 | 0.21161 | 2.6658 | 0 | 1.7 | 3.6943
2007-10-16 20:00 | 0 | 0 | 84.3943 | 90 | 0 | 0 | 0.80096 | 0.80096 | 1.7 | 0 | 0.5202 | 0.80096 | 0 | 0 | 0 | 0 | 0 | 0 | 0 | 0.89904 | 0.85409 | 1.801 | 2.9328 | 0.85409 | 0 | 0.85409 | 5.1017 | 85.0283 | 0.21167 | 0.88106 | 0 | 1.7 | 2.9328
2007-10-16 21:00 | 0 | 0 | 85.6444 | 90 | 0 | 0 | 0 | 0 | 0 | 0 | 0 | 0 | 0 | 0 | 0 | 0 | 0 | 0 | 0 | 0 | 0 | 0.9469 | 3.7015 | 0 | 0 | 0 | 5.1017 | 85.0283 | 0.21167 | 0 | 0 | 0 | 3.7015
2007-10-16 22:00 | 0 | 0 | 86.5285 | 90 | 0 | 0 | 0 | 0 | 0 | 0 | 0 | 0 | 0 | 0 | 0 | 0 | 0 | 0 | 0 | 0 | 0 | 0.9469 | 3.7015 | 0 | 0 | 0 | 5.1017 | 85.0283 | 0.21167 | 0 | 0 | 0 | 3.7015
2007-10-16 23:00 | 0 | 0 | 86.2863 | 90 | 0 | 0 | 0.24146 | 0.24146 | 0 | 0 | 0 | 0.24146 | 0 | 0 | 2.7756e-17 | 0 | 0 | 0.25417 | 0.24146 | 0 | 0 | 0.9469 | 3.7015 | 0 | 0.25417 | -0.25417 | 4.8338 | 80.563 | 0.21167 | 0.2656 | 0 | 0 | 3.7015
2007-10-17 | 0 | 0 | -69.3926 | 90 | 0 | 0 | 0.19085 | 0.19085 | 0 | 0 | 0 | 0.19085 | 0 | 0 | 2.7756e-17 | 0 | 0 | 0.20089 | 0.19085 | 0 | 0 | 1.2293 | 3.4473 | 0 | 0.20089 | -0.20089 | 4.622 | 77.0337 | 0.21167 | 0.20993 | 0 | 0 | 3.4473
2007-10-17 01:00 | 0 | 0 | -85.4301 | 90 | 0 | 0 | 0.2229 | 0.2229 | 0 | 0 | 0 | 0.2229 | 0 | 0 | 0 | 0 | 0 | 0.23463 | 0.2229 | 0 | 0 | 1.4525 | 3.2464 | 0 | 0.23463 | -0.23463 | 4.3747 | 72.9116 | 0.21167 | 0.24519 | 0 | 0 | 3.2464
2007-10-17 02:00 | 0 | 0 | -85.5939 | 90 | 0 | 0 | 0.17095 | 0.17095 | 0 | 0 | 0 | 0.17095 | 0 | 0 | 0 | 0 | 0 | 0.17995 | 0.17095 | 0 | 0 | 1.7132 | 3.0118 | 0 | 0.17995 | -0.17995 | 4.185 | 69.7502 | 0.21167 | 0.18805 | 0 | 0 | 3.0118
2007-10-17 03:00 | 0 | 0 | -84.7495 | 90 | 0 | 0 | 0.1951 | 0.1951 | 0 | 0 | 0 | 0.1951 | 0 | 0 | 2.7756e-17 | 0 | 0 | 0.20537 | 0.1951 | 0 | 0 | 1.9132 | 2.8318 | 0 | 0.20537 | -0.20537 | 3.9685 | 66.1423 | 0.21167 | 0.21461 | 0 | 0 | 2.8318
2007-10-17 04:00 | 0 | 0 | -83.4838 | 90 | 0 | 0 | 0.47595 | 0.47595 | 0 | 0 | 0 | 0.47595 | 0 | 0 | 5.5511e-17 | 0 | 0 | 0.501 | 0.47595 | 0 | 0 | 2.1414 | 2.6265 | 0 | 0.501 | -0.501 | 3.4404 | 57.3407 | 0.21167 | 0.52354 | 0 | 0 | 2.6265
2007-10-17 05:00 | 0 | 0 | -81.85 | 90 | 0 | 0 | 0.2017 | 0.2017 | 0 | 0 | 0 | 0.2017 | 0 | 0 | 2.7756e-17 | 0 | 0 | 0.21232 | 0.2017 | 0 | 0 | 2.698 | 2.1255 | 0 | 0.21232 | -0.21232 | 3.2166 | 53.6107 | 0.21167 | 0.22187 | 0 | 0 | 2.1255
2007-10-17 06:00 | 0.017325 | 0.96374 | -79.7509 | 87.4471 | 0.019385 | 0.034583 | 0.30884 | 0.30884 | 0 | 0 | 0 | 0.30884 | 11.1979 | 0 | 0 | 0 | 0.034583 | 0.32509 | 0.30884 | 0 | 0 | 2.9339 | 1.9132 | 0 | 0.29051 | -0.29051 | 2.9104 | 48.5069 | 0.21167 | 0.33972 | 0.027667 | 0 | 1.9477
2007-10-17 07:00 | 0.085412 | 15.4756 | -76.9524 | 72.6818 | 0.085278 | 0.15214 | 1.492 | 1.492 | 1.7 | 0 | 0.5202 | 1.492 | 10.1966 | 0 | 0 | 0 | 0.15214 | 0 | 0 | 0.20798 | 0.19758 | 3.2567 | 1.6226 | 0.34971 | 0 | 0.34971 | 3.2422 | 54.0363 | 0.21169 | 1.6412 | 0.12171 | 1.7 | 1.7748
2007-10-17 08:00 | 0.065108 | 29.7889 | -72.9772 | 57.9586 | 0.064833 | 0.11566 | 1.2405 | 1.2405 | 1.7 | 0 | 0.5202 | 1.2405 | 9.3238 | 0 | 0 | 0 | 0.11566 | 0 | 0 | 0.45948 | 0.43651 | 2.907 | 1.9374 | 0.55217 | 0 | 0.55217 | 3.766 | 62.7669 | 0.21173 | 1.3646 | 0.09253 | 1.7 | 2.053
2007-10-17 09:00 | 0.27501 | 43.7154 | -66.786 | 43.3449 | 0.27459 | 0.48986 | 1.9424 | 1.9424 | 1.7 | 0 | 0.5202 | 1.9424 | 25.2193 | 0 | 0 | 0 | 0.48986 | 0.25517 | 0.24241 | 0 | 0 | 2.3548 | 2.4343 | 0.23469 | 0 | 0.23469 | 3.9887 | 66.4777 | 0.21174 | 2.1367 | 0.39189 | 1.7 | 2.9242
2007-10-17 10:00 | 0.19392 | 56.7624 | -55.8162 | 29.0283 | 0.19315 | 0.34458 | 0.55713 | 0.55713 | 1.7 | 0 | 0.5202 | 0.55713 | 61.8485 | 0 | 0 | 0 | 0.34458 | 0 | 0 | 1.1429 | 1.0857 | 2.1201 | 2.6456 | 1.4303 | 0 | 1.4303 | 5.3456 | 89.0927 | 0.21179 | 0.61284 | 0.27566 | 1.7 | 2.9901
2007-10-17 11:00 | 0.14719 | 67.3515 | -33.3463 | 15.858 | 0.14655 | 0.26145 | 0 | 0 | 0 | 0 | 0 | 0 | 0 | 0 | 0 | 0 | 0.26145 | 0 | 0 | 0 | 0 | 0.68984 | 3.9328 | 0.26145 | 0 | 0.26145 | 5.5936 | 93.2266 | 0.21176 | 0 | 0.20916 | 0 | 4.1943
2007-10-17 12:00 | 0.53898 | 70.8429 | 7.7924 | 10.2785 | 0.54271 | 0.9682 | 2.0051 | 2.0051 | 1.4922 | 0 | 0.46348 | 2.0051 | 48.2875 | 2.2204e-16 | 0 | 0 | 0.9682 | 0.53981 | 0.51282 | 0 | 0 | 0.42839 | 4.1681 | 0.42839 | 0 | 0.42839 | 6 | 100 | 0.21178 | 2.2056 | 0.77456 | 1.7 | 5.1363
2007-10-17 13:00 | 0.71653 | 64.1762 | 43.0986 | 20.1306 | 0.73632 | 1.3136 | 0.43278 | 0.43278 | 0 | 0 | 0 | 0.43278 | 303.5257 | 0.85804 | 0 | 0 | 1.3136 | 0.45556 | 0.43278 | 0 | 0 | 0 | 4.5537 | 0 | 0 | 0 | 6 | 100 | 0.21178 | 0.47606 | 1.0509 | 0 | 5.8673
2007-10-17 14:00 | 0.45723 | 52.4162 | 60.4305 | 33.9128 | 0.46127 | 0.8229 | 1.9209 | 1.9209 | 1.1392 | 0 | 0.36709 | 1.9209 | 42.8392 | 1.1102e-16 | 0 | 0 | 0.8229 | 0.8229 | 0.78176 | 0 | 0 | 0 | 4.5537 | 0 | 0 | 0 | 6 | 100 | 0.21178 | 2.113 | 0.65832 | 1.7 | 5.3766
2007-10-17 15:00 | 0.45763 | 38.9714 | 69.2826 | 48.3704 | 0.4706 | 0.83954 | 3.7713 | 3.08 | 1.7 | 0 | 0.5202 | 3.08 | 27.2579 | 2.2204e-16 | 0.6913 | 1.0684 | 0.83954 | 1.4526 | 1.38 | 0 | 0 | 0 | 4.5537 | 0 | 0.61309 | -0.61309 | 5.3538 | 89.2291 | 0.21178 | 4.1484 | 0.67163 | 1.7 | 5.3932
2007-10-17 16:00 | 0.3197 | 24.8784 | 74.5294 | 63.0336 | 0.33409 | 0.59602 | 1.642 | 1.642 | 1.7 | 0 | 0.5202 | 1.642 | 36.2993 | 0 | 0 | 0 | 0.59602 | 0 | 0 | 0.058025 | 0.055124 | 0.68121 | 3.9406 | 0.65115 | 0 | 0.65115 | 5.9715 | 99.5247 | 0.21181 | 1.8062 | 0.47682 | 1.7 | 4.5366
2007-10-17 17:00 | 0.13962 | 10.4826 | 78.0201 | 77.7766 | 0.15335 | 0.27357 | 2.1547 | 2.1547 | 1.7 | 0 | 0.5202 | 2.1547 | 12.6963 | 5.5511e-17 | 0 | 0 | 0.27357 | 0.47866 | 0.45473 | 0 | 0 | 0.030061 | 4.5266 | 0 | 0.20509 | -0.20509 | 5.7553 | 95.9216 | 0.21181 | 2.3702 | 0.21886 | 1.7 | 4.8002
2007-10-17 18:00 | 0.005598 | 0 | 80.5392 | 90 | 0 | 0 | 0 | 0 | 0 | 0 | 0 | 0 | 0 | 0 | 0 | 0 | 0 | 0 | 0 | 0 | 0 | 0.25794 | 4.3215 | 0 | 0 | 0 | 5.7553 | 95.9216 | 0.21181 | 0 | 0 | 0 | 4.3215
2007-10-17 19:00 | 0 | 0 | 82.4592 | 90 | 0 | 0 | 0.86857 | 0.86857 | 0 | 0 | 0 | 0.86857 | 0 | 0 | 1.1102e-16 | 0 | 0 | 0.91429 | 0.86857 | 0 | 0 | 0.25794 | 4.3215 | 0 | 0.91429 | -0.91429 | 4.7916 | 79.8593 | 0.21181 | 0.95543 | 0 | 0 | 4.3215
2007-10-17 20:00 | 0 | 0 | 83.961 | 90 | 0 | 0 | 1.9977 | 1.9977 | 1.7 | 0 | 0.5202 | 1.9977 | 0 | 0 | 0 | 0 | 0 | 0.31341 | 0.29774 | 0 | 0 | 1.2738 | 3.4073 | 0 | 0.31341 | -0.31341 | 4.4612 | 74.3532 | 0.21181 | 2.1975 | 0 | 1.7 | 3.4073
2007-10-17 21:00 | 0 | 0 | 85.0986 | 90 | 0 | 0 | 0.10923 | 0.10923 | 1.5619 | 0 | 0.48249 | 0.10923 | 0 | 2.2204e-16 | 0 | 0 | 0 | 0 | 0 | 1.4526 | 1.38 | 1.6221 | 3.0938 | 1.38 | 0 | 1.38 | 5.7704 | 96.1728 | 0.21185 | 0.12015 | 0 | 1.7 | 3.0938
2007-10-17 22:00 | 0 | 0 | 85.7239 | 90 | 0 | 0 | 0.33596 | 0.33596 | 0 | 0 | 0 | 0.33596 | 0 | 0 | 0 | 0 | 0 | 0.35364 | 0.33596 | 0 | 0 | 0.24205 | 4.3358 | 0 | 0.35364 | -0.35364 | 5.3976 | 89.96 | 0.21185 | 0.36956 | 0 | 0 | 4.3358
2007-10-17 23:00 | 0 | 0 | 84.5542 | 90 | 0 | 0 | 0.095499 | 0.095499 | 0 | 0 | 0 | 0.095499 | 0 | 0 | 1.3878e-17 | 0 | 0 | 0.10053 | 0.095499 | 0 | 0 | 0.63499 | 3.9822 | 0 | 0.10053 | -0.10053 | 5.2916 | 88.1939 | 0.21185 | 0.10505 | 0 | 0 | 3.9822
2007-10-18 | 0 | 0 | -62.9977 | 90 | 0 | 0 | 0 | 0 | 0 | 0 | 0 | 0 | 0 | 0 | 0 | 0 | 0 | 0 | 0 | 0 | 0 | 0.74668 | 3.8817 | 0 | 0 | 0 | 5.2916 | 88.1939 | 0.21185 | 0 | 0 | 0 | 3.8817
2007-10-18 01:00 | 0 | 0 | -84.2208 | 90 | 0 | 0 | 0.37751 | 0.37751 | 0 | 0 | 0 | 0.37751 | 0 | 0 | 0 | 0 | 0 | 0.39738 | 0.37751 | 0 | 0 | 0.74668 | 3.8817 | 0 | 0.39738 | -0.39738 | 4.8728 | 81.2127 | 0.21185 | 0.41526 | 0 | 0 | 3.8817
2007-10-18 02:00 | 0 | 0 | -84.909 | 90 | 0 | 0 | 0.11324 | 0.11324 | 0 | 0 | 0 | 0.11324 | 0 | 0 | 1.3878e-17 | 0 | 0 | 0.1192 | 0.11324 | 0 | 0 | 1.1882 | 3.4843 | 0 | 0.1192 | -0.1192 | 4.7471 | 79.1185 | 0.21185 | 0.12457 | 0 | 0 | 3.4843
2007-10-18 03:00 | 0 | 0 | -84.2485 | 90 | 0 | 0 | 0.053053 | 0.053053 | 0 | 0 | 0 | 0.053053 | 0 | 0 | 6.9389e-18 | 0 | 0 | 0.055845 | 0.053053 | 0 | 0 | 1.3207 | 3.3651 | 0 | 0.055845 | -0.055845 | 4.6883 | 78.1374 | 0.21185 | 0.058358 | 0 | 0 | 3.3651
2007-10-18 04:00 | 0 | 0 | -83.067 | 90 | 0 | 0 | 0.56587 | 0.56587 | 0 | 0 | 0 | 0.56587 | 0 | 0 | 1.1102e-16 | 0 | 0 | 0.59565 | 0.56587 | 0 | 0 | 1.3827 | 3.3092 | 0 | 0.59565 | -0.59565 | 4.0604 | 67.6729 | 0.21185 | 0.62245 | 0 | 0 | 3.3092
2007-10-18 05:00 | 0 | 0 | -81.472 | 90 | 0 | 0 | 0.1503 | 0.1503 | 0 | 0 | 0 | 0.1503 | 0 | 0 | 2.7756e-17 | 0 | 0 | 0.15821 | 0.1503 | 0 | 0 | 2.0445 | 2.7136 | 0 | 0.15821 | -0.15821 | 3.8936 | 64.8935 | 0.21185 | 0.16533 | 0 | 0 | 2.7136
2007-10-18 06:00 | 0.032656 | 0.95356 | -79.3838 | 87.4005 | 0.070451 | 0.12568 | 0.13839 | 0.13839 | 0 | 0 | 0 | 0.13839 | 90.818 | 0 | 2.7756e-17 | 0 | 0.12568 | 0.14567 | 0.13839 | 0 | 0 | 2.2203 | 2.5554 | 0 | 0.019991 | -0.019991 | 3.8725 | 64.5423 | 0.21185 | 0.15223 | 0.10055 | 0 | 2.6811
2007-10-18 07:00 | 0.17426 | 15.4459 | -76.5726 | 72.6526 | 0.18197 | 0.32464 | 1.1146 | 1.1146 | 0 | 0 | 0 | 1.1146 | 29.126 | 0 | 0 | 0 | 0.32464 | 1.1733 | 1.1146 | 0 | 0 | 2.2425 | 2.5354 | 0 | 0.84863 | -0.84863 | 2.978 | 49.6334 | 0.21185 | 1.2261 | 0.25971 | 0 | 2.86
2007-10-18 08:00 | 0.19587 | 29.7323 | -72.5592 | 57.95 | 0.19573 | 0.34919 | 1.7778 | 1.7778 | 1.7 | 0 | 0.5202 | 1.7778 | 19.6423 | 0 | 0 | 0 | 0.34919 | 0.081845 | 0.077752 | 0 | 0 | 3.1855 | 1.6868 | 0.26735 | 0 | 0.26735 | 3.2316 | 53.8605 | 0.21186 | 1.9555 | 0.27935 | 1.7 | 2.036
2007-10-18 09:00 | 0.40715 | 43.6187 | -66.2963 | 43.3652 | 0.41195 | 0.73492 | 1.567 | 1.567 | 1.7 | 0 | 0.5202 | 1.567 | 46.8991 | 0 | 0 | 0 | 0.73492 | 0 | 0 | 0.13298 | 0.12633 | 2.9181 | 1.9274 | 0.86125 | 0 | 0.86125 | 4.0487 | 67.478 | 0.21191 | 1.7237 | 0.58794 | 1.7 | 2.6623
2007-10-18 10:00 | 0.6157 | 56.5988 | -55.2176 | 29.0984 | 0.6306 | 1.125 | 0.57846 | 0.57846 | 1.4638 | 0 | 0.4557 | 0.57846 | 194.4809 | 0 | 0 | 0 | 1.125 | 0 | 0 | 0.88529 | 0.84103 | 2.0569 | 2.7025 | 1.966 | 0 | 1.966 | 5.9138 | 98.5634 | 0.21184 | 0.6363 | 0.89999 | 1.7 | 3.8275
2007-10-18 11:00 | 0.82676 | 67.0739 | -32.7254 | 16.0468 | 0.85621 | 1.5275 | 1.036 | 1.036 | 0 | 0 | 0 | 1.036 | 147.4407 | 0.3461 | 0 | 0 | 1.5275 | 1.0905 | 1.036 | 0 | 0 | 0.090859 | 4.4719 | 0.090859 | 0 | 0.090859 | 6 | 100 | 0.21183 | 1.1396 | 1.222 | 0 | 5.9994
2007-10-18 12:00 | 0.82368 | 70.4757 | 7.791 | 10.6432 | 0.85126 | 1.5186 | 0.19254 | 0.19254 | 0 | 0 | 0 | 0.19254 | 788.7371 | 1.316 | 0 | 0 | 1.5186 | 0.20268 | 0.19254 | 0 | 0 | 0 | 4.5537 | 0 | 0 | 0 | 6 | 100 | 0.21183 | 0.2118 | 1.2149 | 0 | 6.0723
2007-10-18 13:00 | 0.63866 | 63.8764 | 42.6142 | 20.3502 | 0.65166 | 1.1626 | 0.52178 | 0.52178 | 0 | 0 | 0 | 0.52178 | 222.8067 | 0.61332 | 0 | 0 | 1.1626 | 0.54924 | 0.52178 | 0 | 0 | 0 | 4.5537 | 0 | 0 | 0 | 6 | 100 | 0.21183 | 0.57396 | 0.93005 | 0 | 5.7162
2007-10-18 14:00 | 0.68374 | 52.194 | 59.9522 | 34.057 | 0.7093 | 1.2654 | 0.24977 | 0.24977 | 0 | 0 | 0 | 0.24977 | 506.6256 | 1.0025 | 0 | 0 | 1.2654 | 0.26292 | 0.24977 | 0 | 0 | 0 | 4.5537 | 0 | 0 | 0 | 6 | 100 | 0.21183 | 0.27475 | 1.0123 | 0 | 5.8191
2007-10-18 15:00 | 0.44683 | 38.798 | 68.8666 | 48.477 | 0.45909 | 0.81902 | 0.63587 | 0.63587 | 0 | 0 | 0 | 0.63587 | 128.8025 | 0.14968 | 0 | 0 | 0.81902 | 0.66934 | 0.63587 | 0 | 0 | 0 | 4.5537 | 0 | 0 | 0 | 6 | 100 | 0.21183 | 0.69946 | 0.65521 | 0 | 5.3727
2007-10-18 16:00 | 0.34089 | 24.7366 | 74.1562 | 63.1159 | 0.35968 | 0.64167 | 0.2307 | 0.2307 | 0 | 0 | 0 | 0.2307 | 278.1405 | 0.39883 | 0 | 0 | 0.64167 | 0.24284 | 0.2307 | 0 | 0 | 0 | 4.5537 | 0 | 0 | 0 | 6 | 100 | 0.21183 | 0.25377 | 0.51333 | 0 | 5.1954
2007-10-18 17:00 | 0.11418 | 10.3631 | 77.667 | 77.84 | 0.1208 | 0.21551 | 0.80843 | 0.80843 | 0 | 0 | 0 | 0.80843 | 26.658 | 0 | 0 | 0 | 0.21551 | 0.85098 | 0.80843 | 0 | 0 | 0 | 4.5537 | 0 | 0.63547 | -0.63547 | 5.3302 | 88.8359 | 0.21183 | 0.88928 | 0.17241 | 0 | 4.7692
2007-10-18 18:00 | 0.0046727 | 0 | 80.1856 | 90 | 0 | 0 | 0 | 0 | 0 | 0 | 0 | 0 | 0 | 0 | 0 | 0 | 0 | 0 | 0 | 0 | 0 | 0.70608 | 3.9182 | 0 | 0 | 0 | 5.3302 | 88.8359 | 0.21183 | 0 | 0 | 0 | 3.9182
2007-10-18 19:00 | 0 | 0 | 82.0826 | 90 | 0 | 0 | 1.3662 | 1.3662 | 1.7 | 0 | 0.5202 | 1.3662 | 0 | 0 | 0 | 0 | 0 | 0 | 0 | 0.33376 | 0.31707 | 0.70608 | 3.9182 | 0.31707 | 0 | 0.31707 | 5.631 | 93.8493 | 0.21185 | 1.5029 | 0 | 1.7 | 3.9182
2007-10-18 20:00 | 0 | 0 | 83.5301 | 90 | 0 | 0 | 0 | 0 | 0 | 0 | 0 | 0 | 0 | 0 | 0 | 0 | 0 | 0 | 0 | 0 | 0 | 0.389 | 4.2036 | 0 | 0 | 0 | 5.631 | 93.8493 | 0.21185 | 0 | 0 | 0 | 4.2036
2007-10-18 21:00 | 0 | 0 | 84.5557 | 90 | 0 | 0 | 3.4038 | 3.08 | 1.7 | 0 | 0.5202 | 3.08 | 0 | 0 | 0.32379 | 0.66417 | 0 | 1.4526 | 1.38 | 0 | 0 | 0.389 | 4.2036 | 0 | 1.4526 | -1.4526 | 4.0998 | 68.3292 | 0.21185 | 3.7442 | 0 | 1.7 | 4.2036
2007-10-18 22:00 | 0 | 0 | 84.9228 | 90 | 0 | 0 | 0.064559 | 0.064559 | 1.5172 | 0 | 0.47029 | 0.064559 | 0 | 2.2204e-16 | 0 | 0 | 0 | 0 | 0 | 1.4526 | 1.38 | 2.003 | 2.751 | 1.38 | 0 | 1.38 | 5.4089 | 90.1489 | 0.21188 | 0.071015 | 0 | 1.7 | 2.751
2007-10-18 23:00 | 0 | 0 | 82.8287 | 90 | 0 | 0 | 0.38011 | 0.38011 | 0 | 0 | 0 | 0.38011 | 0 | 0 | 5.5511e-17 | 0 | 0 | 0.40011 | 0.38011 | 0 | 0 | 0.62304 | 3.993 | 0 | 0.40011 | -0.40011 | 4.9872 | 83.1196 | 0.21188 | 0.41812 | 0 | 0 | 3.993
2007-10-19 | 0 | 0 | -57.4641 | 90 | 0 | 0 | 0.47431 | 0.47431 | 0 | 0 | 0 | 0.47431 | 0 | 0 | 5.5511e-17 | 0 | 0 | 0.49927 | 0.47431 | 0 | 0 | 1.0676 | 3.5928 | 0 | 0.49927 | -0.49927 | 4.4609 | 74.3483 | 0.21188 | 0.52174 | 0 | 0 | 3.5928
2007-10-19 01:00 | 0 | 0 | -83.0299 | 90 | 0 | 0 | 0.2476 | 0.2476 | 0 | 0 | 0 | 0.2476 | 0 | 0 | 0 | 0 | 0 | 0.26063 | 0.2476 | 0 | 0 | 1.6224 | 3.0936 | 0 | 0.26063 | -0.26063 | 4.1862 | 69.7695 | 0.21188 | 0.27236 | 0 | 0 | 3.0936
2007-10-19 02:00 | 0 | 0 | -84.2317 | 90 | 0 | 0 | 0.62988 | 0.62988 | 0 | 0 | 0 | 0.62988 | 0 | 0 | 0 | 0 | 0 | 0.66303 | 0.62988 | 0 | 0 | 1.9119 | 2.8329 | 0 | 0.66303 | -0.66303 | 3.4873 | 58.1213 | 0.21188 | 0.69287 | 0 | 0 | 2.8329
2007-10-19 03:00 | 0 | 0 | -83.7524 | 90 | 0 | 0 | 0.32697 | 0.32697 | 0 | 0 | 0 | 0.32697 | 0 | 0 | 5.5511e-17 | 0 | 0 | 0.34418 | 0.32697 | 0 | 0 | 2.6486 | 2.1699 | 0 | 0.34418 | -0.34418 | 3.1245 | 52.0747 | 0.21188 | 0.35967 | 0 | 0 | 2.1699
2007-10-19 04:00 | 0 | 0 | -82.6541 | 90 | 0 | 0 | 0.56796 | 0.56796 | 0 | 0 | 0 | 0.56796 | 0 | 0 | 1.1102e-16 | 0 | 0 | 0.59785 | 0.56796 | 0 | 0 | 3.0311 | 1.8257 | 0 | 0.59785 | -0.59785 | 2.4943 | 41.5715 | 0.21188 | 0.62475 | 0 | 0 | 1.8257
2007-10-19 05:00 | 0 | 0 | -81.0976 | 90 | 0 | 0 | 0.01333 | 0.01333 | 0 | 0 | 0 | 0.01333 | 0 | 0 | 1.7347e-18 | 0 | 0 | 0.014032 | 0.01333 | 0 | 0 | 3.6953 | 1.2279 | 0 | 0.014032 | -0.014032 | 2.4795 | 41.325 | 0.21188 | 0.014663 | 0 | 0 | 1.2279
2007-10-19 06:00 | 0.027871 | 0.94102 | -79.0201 | 87.3567 | 0.050702 | 0.090453 | 0.31216 | 0.31216 | 0 | 0 | 0 | 0.31216 | 28.9768 | 0 | 5.5511e-17 | 0 | 0.090453 | 0.32859 | 0.31216 | 0 | 0 | 3.7109 | 1.2138 | 0 | 0.23813 | -0.23813 | 2.2285 | 37.1415 | 0.21188 | 0.34337 | 0.072362 | 0 | 1.3043
2007-10-19 07:00 | 0.26981 | 15.4133 | -76.1967 | 72.6268 | 0.30071 | 0.53646 | 0 | 0 | 0 | 0 | 0 | 0 | 0 | 0 | 0 | 0 | 0.53646 | 0 | 0 | 0 | 0 | 3.9755 | 0.97571 | 0.53646 | 0 | 0.53646 | 2.7374 | 45.6236 | 0.2118 | 0 | 0.42917 | 0 | 1.5122
2007-10-19 08:00 | 0.50033 | 29.6726 | -72.146 | 57.9454 | 0.53385 | 0.95238 | 1.6697 | 1.6697 | 1.7 | 0 | 0.5202 | 1.6697 | 57.0398 | 0 | 0 | 0 | 0.95238 | 0 | 0 | 0.030322 | 0.028806 | 3.4391 | 1.4585 | 0.98119 | 0 | 0.98119 | 3.6683 | 61.1375 | 0.21185 | 1.8366 | 0.76191 | 1.7 | 2.4109
2007-10-19 09:00 | 0.69335 | 43.5186 | -65.8135 | 43.3901 | 0.72904 | 1.3006 | 1.6367 | 1.6367 | 1.7 | 0 | 0.5202 | 1.6367 | 79.4644 | 0 | 0 | 0 | 1.3006 | 0 | 0 | 0.063281 | 0.060117 | 2.4579 | 2.3416 | 1.3607 | 0 | 1.3607 | 4.9592 | 82.6525 | 0.21191 | 1.8004 | 1.0405 | 1.7 | 3.6422
2007-10-19 10:00 | 0.77637 | 56.4317 | -54.6317 | 29.1742 | 0.80848 | 1.4423 | 2.6986 | 2.6986 | 1.7 | 0 | 0.5202 | 2.6986 | 53.4473 | 0 | 0 | 0 | 1.4423 | 1.0511 | 0.99859 | 0 | 0 | 1.0972 | 3.5662 | 0.39118 | 0 | 0.39118 | 5.3303 | 88.8375 | 0.21193 | 2.9685 | 1.1539 | 1.7 | 5.0086
2007-10-19 11:00 | 0.90694 | 66.795 | -32.1288 | 16.2418 | 0.9441 | 1.6843 | 2.4494 | 2.4494 | 1.5201 | 0 | 0.47108 | 2.4494 | 68.7617 | 0 | 0 | 0 | 1.6843 | 0.97829 | 0.92938 | 0 | 0 | 0.70598 | 3.9183 | 0.70598 | 0 | 0.70598 | 6 | 100 | 0.21193 | 2.6944 | 1.3474 | 1.7 | 5.6026
2007-10-19 12:00 | 0.81294 | 70.1118 | 7.7826 | 11.0043 | 0.8403 | 1.4991 | 0 | 0 | 0 | 0 | 0 | 0 | 0 | 1.4991 | 0 | 0 | 1.4991 | 0 | 0 | 0 | 0 | 0 | 4.5537 | 0 | 0 | 0 | 6 | 100 | 0.21193 | 0 | 1.1993 | 0 | 6.0528
2007-10-19 13:00 | 0.71267 | 63.5792 | 42.1399 | 20.5699 | 0.73339 | 1.3084 | 0.48881 | 0.48881 | 0 | 0 | 0 | 0.48881 | 267.667 | 0.79384 | 0 | 0 | 1.3084 | 0.51453 | 0.48881 | 0 | 0 | 0 | 4.5537 | 0 | 0 | 0 | 6 | 100 | 0.21193 | 0.53769 | 1.0467 | 0 | 5.8621
2007-10-19 14:00 | 0.62408 | 51.9739 | 59.4807 | 34.2005 | 0.64385 | 1.1486 | 2.5022 | 2.5022 | 1.411 | 0 | 0.4413 | 2.5022 | 45.9051 | 0 | 0 | 0 | 1.1486 | 1.1486 | 1.0912 | 0 | 0 | 0 | 4.5537 | 0 | 0 | 0 | 6 | 100 | 0.21193 | 2.7524 | 0.9189 | 1.7 | 5.7023
2007-10-19 15:00 | 0.51496 | 38.6269 | 68.4551 | 48.5821 | 0.53648 | 0.95708 | 0.034067 | 0.034067 | 0 | 0 | 0 | 0.034067 | 2809.39 | 0.92122 | 0 | 0 | 0.95708 | 0.03586 | 0.034067 | 0 | 0 | 0 | 4.5537 | 0 | 0 | 0 | 6 | 100 | 0.21193 | 0.037474 | 0.76566 | 0 | 5.5108
2007-10-19 16:00 | 0.26465 | 24.5975 | 73.7862 | 63.1962 | 0.2718 | 0.48489 | 0 | 0 | 0 | 0 | 0 | 0 | 0 | 0.48489 | 0 | 0 | 0.48489 | 0 | 0 | 0 | 0 | 0 | 4.5537 | 0 | 0 | 0 | 6 | 100 | 0.21193 | 0 | 0.38791 | 0 | 5.0386
2007-10-19 17:00 | 0.092929 | 10.2467 | 77.3166 | 77.901 | 0.095483 | 0.17034 | 2.0635 | 2.0635 | 1.7 | 0 | 0.5202 | 2.0635 | 8.255 | 0 | 0 | 0 | 0.17034 | 0.38264 | 0.3635 | 0 | 0 | 0 | 4.5537 | 0 | 0.21229 | -0.21229 | 5.7762 | 96.2704 | 0.21193 | 2.2699 | 0.13627 | 1.7 | 4.724
2007-10-19 18:00 | 0.0023321 | 0 | 79.8345 | 90 | 0 | 0 | 1.7383 | 1.7383 | 1.7 | 0 | 0.5202 | 1.7383 | 0 | 0 | 0 | 0 | 0 | 0.040308 | 0.038293 | 0 | 0 | 0.23588 | 4.3414 | 0 | 0.040308 | -0.040308 | 5.7337 | 95.5623 | 0.21193 | 1.9121 | 0 | 1.7 | 4.3414
2007-10-19 19:00 | 0 | 0 | 81.7086 | 90 | 0 | 0 | 1.668 | 1.668 | 1.7 | 0 | 0.5202 | 1.668 | 0 | 0 | 0 | 0 | 0 | 0 | 0 | 0.031993 | 0.030394 | 0.28067 | 4.3011 | 0.030394 | 0 | 0.030394 | 5.7626 | 96.0428 | 0.21193 | 1.8348 | 0 | 1.7 | 4.3011
2007-10-19 20:00 | 0 | 0 | 83.102 | 90 | 0 | 0 | 0.61026 | 0.61026 | 0 | 0 | 0 | 0.61026 | 0 | 0 | 1.1102e-16 | 0 | 0 | 0.64237 | 0.61026 | 0 | 0 | 0.25027 | 4.3284 | 0 | 0.64237 | -0.64237 | 5.0855 | 84.7575 | 0.21193 | 0.67128 | 0 | 0 | 4.3284
2007-10-19 21:00 | 0 | 0 | 84.016 | 90 | 0 | 0 | 0.93242 | 0.93242 | 0 | 0 | 0 | 0.93242 | 0 | 0 | 1.1102e-16 | 0 | 0 | 0.98149 | 0.93242 | 0 | 0 | 0.96402 | 3.6861 | 0 | 0.98149 | -0.98149 | 4.0509 | 67.5145 | 0.21193 | 1.0257 | 0 | 0 | 3.6861
2007-10-19 22:00 | 0 | 0 | 84.126 | 90 | 0 | 0 | 0 | 0 | 0 | 0 | 0 | 0 | 0 | 0 | 0 | 0 | 0 | 0 | 0 | 0 | 0 | 2.0546 | 2.7046 | 0 | 0 | 0 | 4.0509 | 67.5145 | 0.21193 | 0 | 0 | 0 | 2.7046
2007-10-19 23:00 | 0 | 0 | 81.1143 | 90 | 0 | 0 | 0 | 0 | 0 | 0 | 0 | 0 | 0 | 0 | 0 | 0 | 0 | 0 | 0 | 0 | 0 | 2.0546 | 2.7046 | 0 | 0 | 0 | 4.0509 | 67.5145 | 0.21193 | 0 | 0 | 0 | 2.7046
2007-10-20 | 0 | 0 | -52.7003 | 90 | 0 | 0 | 0.28961 | 0.28961 | 0 | 0 | 0 | 0.28961 | 0 | 0 | 5.5511e-17 | 0 | 0 | 0.30485 | 0.28961 | 0 | 0 | 2.0546 | 2.7046 | 0 | 0.30485 | -0.30485 | 3.7295 | 62.1588 | 0.21193 | 0.31857 | 0 | 0 | 2.7046
2007-10-20 01:00 | 0 | 0 | -81.858 | 90 | 0 | 0 | 0.2079 | 0.2079 | 0 | 0 | 0 | 0.2079 | 0 | 0 | 0 | 0 | 0 | 0.21884 | 0.2079 | 0 | 0 | 2.3933 | 2.3997 | 0 | 0.21884 | -0.21884 | 3.4989 | 58.3141 | 0.21193 | 0.22869 | 0 | 0 | 2.3997
2007-10-20 02:00 | 0 | 0 | -83.562 | 90 | 0 | 0 | 0.15899 | 0.15899 | 0 | 0 | 0 | 0.15899 | 0 | 0 | 0 | 0 | 0 | 0.16736 | 0.15899 | 0 | 0 | 2.6365 | 2.1809 | 0 | 0.16736 | -0.16736 | 3.3224 | 55.374 | 0.21193 | 0.17489 | 0 | 0 | 2.1809
2007-10-20 03:00 | 0 | 0 | -83.2613 | 90 | 0 | 0 | 0.12124 | 0.12124 | 0 | 0 | 0 | 0.12124 | 0 | 0 | 0 | 0 | 0 | 0.12762 | 0.12124 | 0 | 0 | 2.8224 | 2.0135 | 0 | 0.12762 | -0.12762 | 3.1879 | 53.132 | 0.21193 | 0.13336 | 0 | 0 | 2.0135
2007-10-20 04:00 | 0 | 0 | -82.2452 | 90 | 0 | 0 | 0.11605 | 0.11605 | 0 | 0 | 0 | 0.11605 | 0 | 0 | 1.3878e-17 | 0 | 0 | 0.12216 | 0.11605 | 0 | 0 | 2.9642 | 1.8859 | 0 | 0.12216 | -0.12216 | 3.0592 | 50.9859 | 0.21193 | 0.12766 | 0 | 0 | 1.8859
2007-10-20 05:00 | 0 | 0 | -80.7268 | 90 | 0 | 0 | 0.059823 | 0.059823 | 0 | 0 | 0 | 0.059823 | 0 | 0 | 6.9389e-18 | 0 | 0 | 0.062972 | 0.059823 | 0 | 0 | 3.0999 | 1.7637 | 0 | 0.062972 | -0.062972 | 2.9928 | 49.8796 | 0.21193 | 0.065806 | 0 | 0 | 1.7637
2007-10-20 06:00 | 0.026451 | 0.9261 | -78.66 | 87.316 | 0.046096 | 0.082235 | 0.10416 | 0.10416 | 0 | 0 | 0 | 0.10416 | 78.9509 | 0 | 0 | 0 | 0.082235 | 0.10964 | 0.10416 | 0 | 0 | 3.1699 | 1.7008 | 0 | 0.027407 | -0.027407 | 2.9639 | 49.3981 | 0.21193 | 0.11458 | 0.065788 | 0 | 1.783
2007-10-20 07:00 | 0.23143 | 15.378 | -75.8247 | 72.6044 | 0.25444 | 0.45393 | 1.9657 | 1.9657 | 1.7 | 0 | 0.5202 | 1.9657 | 23.0928 | 0 | 0 | 0 | 0.45393 | 0.27963 | 0.26565 | 0 | 0 | 3.2004 | 1.6734 | 0.17429 | 0 | 0.17429 | 3.1292 | 52.1538 | 0.21194 | 2.1622 | 0.36314 | 1.7 | 2.1273
2007-10-20 08:00 | 0.47944 | 29.6098 | -71.7377 | 57.9448 | 0.5114 | 0.91233 | 0 | 0 | 1.4526 | 0 | 0.45267 | 0 | 0 | 0 | 0 | 0 | 0.91233 | 0 | 0 | 1.4526 | 1.38 | 3.0261 | 1.8302 | 2.2923 | 0 | 2.2923 | 5.3039 | 88.3988 | 0.21182 | 0 | 0.72987 | 1.7 | 2.7426
2007-10-20 09:00 | 0.73685 | 43.415 | -65.3379 | 43.4196 | 0.77695 | 1.3861 | 0.54258 | 0.54258 | 0 | 0 | 0 | 0.54258 | 255.4604 | 0.081213 | 0 | 0 | 1.3861 | 0.57114 | 0.54258 | 0 | 0 | 0.73373 | 3.8933 | 0.73373 | 0 | 0.73373 | 6 | 100 | 0.21172 | 0.59684 | 1.1089 | 0 | 5.2794
2007-10-20 10:00 | 0.86655 | 56.2614 | -54.0587 | 29.2556 | 0.90702 | 1.6181 | 2.0841 | 2.0841 | 0.70406 | 0 | 0.24831 | 2.0841 | 77.6429 | 0.16549 | 0 | 0 | 1.6181 | 1.4526 | 1.38 | 0 | 0 | 0 | 4.5537 | 0 | 0 | 0 | 6 | 100 | 0.21172 | 2.2925 | 1.2945 | 1.7 | 6.1718
2007-10-20 11:00 | 0.89269 | 66.5151 | -31.556 | 16.4425 | 0.9297 | 1.6586 | 1.6669 | 1.6669 | 0.425 | 0 | 0.17213 | 1.6669 | 99.5018 | 0.35133 | 0 | 0 | 1.6586 | 1.3073 | 1.2419 | 0 | 0 | 0 | 4.5537 | 0 | 0 | 0 | 6 | 100 | 0.21172 | 1.8336 | 1.3269 | 1.7 | 6.2123
2007-10-20 12:00 | 0.90621 | 69.7515 | 7.7675 | 11.3619 | 0.9429 | 1.6821 | 0.46733 | 0.46733 | 0 | 0 | 0 | 0.46733 | 359.9426 | 1.1902 | 0 | 0 | 1.6821 | 0.49193 | 0.46733 | 0 | 0 | 0 | 4.5537 | 0 | 0 | 0 | 6 | 100 | 0.21172 | 0.51407 | 1.3457 | 0 | 6.2358
2007-10-20 13:00 | 0.8386 | 63.2848 | 41.6754 | 20.7894 | 0.87266 | 1.5568 | 3.5027 | 3.08 | 1.7 | 0 | 0.5202 | 3.08 | 50.546 | 0.10419 | 0.42265 | 0.77292 | 1.5568 | 1.4526 | 1.38 | 0 | 0 | 0 | 4.5537 | 0 | 0 | 0 | 6 | 100 | 0.21172 | 3.8529 | 1.2455 | 1.7 | 6.1105
2007-10-20 14:00 | 0.75667 | 51.7561 | 59.0158 | 34.3432 | 0.79145 | 1.412 | 1.4712 | 1.4712 | 0.425 | 0 | 0.17213 | 1.4712 | 95.9731 | 0.31069 | 0 | 0 | 1.412 | 1.1013 | 1.0462 | 0 | 0 | 0 | 4.5537 | 0 | 0 | 0 | 6 | 100 | 0.21172 | 1.6183 | 1.1296 | 1.7 | 5.9656
2007-10-20 15:00 | 0.64835 | 38.4583 | 68.0479 | 48.6857 | 0.6861 | 1.224 | 1.2755 | 1.2755 | 0.425 | 0 | 0.17213 | 1.2755 | 95.9621 | 0.32873 | 0 | 0 | 1.224 | 0.89527 | 0.85051 | 0 | 0 | 0 | 4.5537 | 0 | 0 | 0 | 6 | 100 | 0.21172 | 1.4031 | 0.9792 | 1.7 | 5.7777
2007-10-20 16:00 | 0.42932 | 24.4611 | 73.4196 | 63.2743 | 0.46408 | 0.82792 | 2.3229 | 2.3229 | 1.5364 | 0 | 0.47554 | 2.3229 | 35.641 | 1.1102e-16 | 0 | 0 | 0.82792 | 0.82792 | 0.78653 | 0 | 0 | 0 | 4.5537 | 0 | 0 | 0 | 6 | 100 | 0.21172 | 2.5552 | 0.66234 | 1.7 | 5.3816
2007-10-20 17:00 | 0.17993 | 10.1334 | 76.9691 | 77.9594 | 0.21097 | 0.37636 | 0 | 0 | 0 | 0 | 0 | 0 | 0 | 0.37636 | 0 | 0 | 0.37636 | 0 | 0 | 0 | 0 | 0 | 4.5537 | 0 | 0 | 0 | 6 | 100 | 0.21172 | 0 | 0.30109 | 0 | 4.9301
2007-10-20 18:00 | 0.0029566 | 0 | 79.486 | 90 | 0 | 0 | 0 | 0 | 0 | 0 | 0 | 0 | 0 | 0 | 0 | 0 | 0 | 0 | 0 | 0 | 0 | 0 | 4.5537 | 0 | 0 | 0 | 6 | 100 | 0.21172 | 0 | 0 | 0 | 4.5537
2007-10-20 19:00 | 0 | 0 | 81.3372 | 90 | 0 | 0 | 0.51091 | 0.51091 | 0 | 0 | 0 | 0.51091 | 0 | 0 | 1.1102e-16 | 0 | 0 | 0.5378 | 0.51091 | 0 | 0 | 0 | 4.5537 | 0 | 0.5378 | -0.5378 | 5.4331 | 90.5519 | 0.21172 | 0.562 | 0 | 0 | 4.5537
2007-10-20 20:00 | 0 | 0 | 82.6767 | 90 | 0 | 0 | 0.54163 | 0.54163 | 0 | 0 | 0 | 0.54163 | 0 | 0 | 1.1102e-16 | 0 | 0 | 0.57013 | 0.54163 | 0 | 0 | 0.59755 | 4.0159 | 0 | 0.57013 | -0.57013 | 4.8322 | 80.5357 | 0.21172 | 0.59579 | 0 | 0 | 4.0159
2007-10-20 21:00 | 0 | 0 | 83.4797 | 90 | 0 | 0 | 0.86499 | 0.86499 | 0 | 0 | 0 | 0.86499 | 0 | 0 | 1.1102e-16 | 0 | 0 | 0.91052 | 0.86499 | 0 | 0 | 1.231 | 3.4458 | 0 | 0.91052 | -0.91052 | 3.8724 | 64.5395 | 0.21172 | 0.95149 | 0 | 0 | 3.4458
2007-10-20 22:00 | 0 | 0 | 83.3342 | 90 | 0 | 0 | 0.13186 | 0.13186 | 0 | 0 | 0 | 0.13186 | 0 | 0 | 0 | 0 | 0 | 0.1388 | 0.13186 | 0 | 0 | 2.2427 | 2.5352 | 0 | 0.1388 | -0.1388 | 3.7261 | 62.101 | 0.21172 | 0.14505 | 0 | 0 | 2.5352
2007-10-20 23:00 | 0 | 0 | 79.4155 | 90 | 0 | 0 | 0 | 0 | 0 | 0 | 0 | 0 | 0 | 0 | 0 | 0 | 0 | 0 | 0 | 0 | 0 | 2.3969 | 2.3964 | 0 | 0 | 0 | 3.7261 | 62.101 | 0.21172 | 0 | 0 | 0 | 2.3964
2007-10-21 | 0 | 0 | -48.5984 | 90 | 0 | 0 | 0.01021 | 0.01021 | 0 | 0 | 0 | 0.01021 | 0 | 0 | 0 | 0 | 0 | 0.010748 | 0.01021 | 0 | 0 | 2.3969 | 2.3964 | 0 | 0.010748 | -0.010748 | 3.7147 | 61.9122 | 0.21172 | 0.011231 | 0 | 0 | 2.3964
2007-10-21 01:00 | 0 | 0 | -80.7054 | 90 | 0 | 0 | 0.23173 | 0.23173 | 0 | 0 | 0 | 0.23173 | 0 | 0 | 2.7756e-17 | 0 | 0 | 0.24393 | 0.23173 | 0 | 0 | 2.4089 | 2.3857 | 0 | 0.24393 | -0.24393 | 3.4576 | 57.6267 | 0.21172 | 0.25491 | 0 | 0 | 2.3857
2007-10-21 02:00 | 0 | 0 | -82.9 | 90 | 0 | 0 | 0.16559 | 0.16559 | 0 | 0 | 0 | 0.16559 | 0 | 0 | 2.7756e-17 | 0 | 0 | 0.1743 | 0.16559 | 0 | 0 | 2.6799 | 2.1418 | 0 | 0.1743 | -0.1743 | 3.2739 | 54.5645 | 0.21172 | 0.18215 | 0 | 0 | 2.1418
2007-10-21 03:00 | 0 | 0 | -82.7752 | 90 | 0 | 0 | 0.44205 | 0.44205 | 0 | 0 | 0 | 0.44205 | 0 | 0 | 5.5511e-17 | 0 | 0 | 0.46531 | 0.44205 | 0 | 0 | 2.8736 | 1.9675 | 0 | 0.46531 | -0.46531 | 2.7834 | 46.3898 | 0.21172 | 0.48625 | 0 | 0 | 1.9675
2007-10-21 04:00 | 0 | 0 | -81.8403 | 90 | 0 | 0 | 0.01639 | 0.01639 | 0 | 0 | 0 | 0.01639 | 0 | 0 | 0 | 0 | 0 | 0.017252 | 0.01639 | 0 | 0 | 3.3906 | 1.5021 | 0 | 0.017252 | -0.017252 | 2.7652 | 46.0867 | 0.21172 | 0.018029 | 0 | 0 | 1.5021
2007-10-21 05:00 | 0 | 0 | -80.3596 | 90 | 0 | 0 | 0.0077786 | 0.0077786 | 0 | 0 | 0 | 0.0077786 | 0 | 0 | 8.6736e-19 | 0 | 0 | 0.008188 | 0.0077786 | 0 | 0 | 3.4098 | 1.4849 | 0 | 0.008188 | -0.008188 | 2.7566 | 45.9429 | 0.21172 | 0.0085565 | 0 | 0 | 1.4849
2007-10-21 06:00 | 0.027668 | 0.90875 | -78.3036 | 87.2782 | 0.05278 | 0.09416 | 0.37182 | 0.37182 | 0 | 0 | 0 | 0.37182 | 25.324 | 0 | 5.5511e-17 | 0 | 0.09416 | 0.39139 | 0.37182 | 0 | 0 | 3.4189 | 1.4767 | 0 | 0.29723 | -0.29723 | 2.4433 | 40.7211 | 0.21172 | 0.409 | 0.075328 | 0 | 1.5709
2007-10-21 07:00 | 0.23361 | 15.3399 | -75.4569 | 72.5855 | 0.258 | 0.46028 | 1.3829 | 1.3829 | 1.7 | 0 | 0.5202 | 1.3829 | 33.2836 | 0 | 0 | 0 | 0.46028 | 0 | 0 | 0.31711 | 0.30125 | 3.7491 | 1.1795 | 0.76153 | 0 | 0.76153 | 3.1657 | 52.7619 | 0.21177 | 1.5212 | 0.36822 | 1.7 | 1.6397
2007-10-21 08:00 | 0.40069 | 29.5439 | -71.3346 | 57.9481 | 0.42137 | 0.75173 | 0 | 0 | 1.4526 | 0 | 0.45267 | 0 | 0 | 0 | 0 | 0 | 0.75173 | 0 | 0 | 1.4526 | 1.38 | 2.9876 | 1.8648 | 2.1317 | 0 | 2.1317 | 5.1881 | 86.4675 | 0.21167 | 0 | 0.60139 | 1.7 | 2.6166
2007-10-21 09:00 | 0.56982 | 43.3081 | -64.8697 | 43.4537 | 0.59336 | 1.0586 | 1.1627 | 1.1627 | 0 | 0 | 0 | 1.1627 | 91.0403 | 0 | 0 | 0 | 1.0586 | 1.2239 | 1.1627 | 0 | 0 | 0.85587 | 3.7834 | 0 | 0.16537 | -0.16537 | 5.0137 | 83.5622 | 0.21167 | 1.279 | 0.84684 | 0 | 4.842
2007-10-21 10:00 | 0.72049 | 56.088 | -53.4986 | 29.3424 | 0.74851 | 1.3353 | 1.4043 | 1.4043 | 1.1234 | 0 | 0.36279 | 1.4043 | 95.0879 | 0 | 0 | 0 | 1.3353 | 0.29571 | 0.28093 | 0 | 0 | 1.0396 | 3.618 | 1.0396 | 0 | 1.0396 | 6 | 100 | 0.21167 | 1.5447 | 1.0683 | 1.7 | 4.9534
2007-10-21 11:00 | 0.83967 | 66.2344 | -31.0066 | 16.6485 | 0.87289 | 1.5572 | 0.638 | 0.638 | 0 | 0 | 0 | 0.638 | 244.078 | 0.88564 | 0 | 0 | 1.5572 | 0.67158 | 0.638 | 0 | 0 | 0 | 4.5537 | 0 | 0 | 0 | 6 | 100 | 0.21167 | 0.7018 | 1.2458 | 0 | 6.1109
2007-10-21 12:00 | 0.64564 | 69.3948 | 7.7457 | 11.7158 | 0.6579 | 1.1737 | 1.0264 | 1.0264 | 0 | 0 | 0 | 1.0264 | 114.3507 | 0.093274 | 0 | 0 | 1.1737 | 1.0804 | 1.0264 | 0 | 0 | 0 | 4.5537 | 0 | 0 | 0 | 6 | 100 | 0.21167 | 1.129 | 0.93895 | 0 | 5.7274
2007-10-21 13:00 | 0.57514 | 62.9933 | 41.2202 | 21.0084 | 0.58392 | 1.0417 | 0.0033178 | 0.0033178 | 0 | 0 | 0 | 0.0033178 | 31398.06 | 1.0382 | 0 | 0 | 1.0417 | 0.0034924 | 0.0033178 | 0 | 0 | 0 | 4.5537 | 0 | 0 | 0 | 6 | 100 | 0.21167 | 0.0036496 | 0.83337 | 0 | 5.5954
2007-10-21 14:00 | 0.61782 | 51.5407 | 58.5575 | 34.485 | 0.63821 | 1.1386 | 2.2201 | 2.2201 | 1.1385 | 0 | 0.3669 | 2.2201 | 51.2839 | 0 | 0 | 0 | 1.1386 | 1.1386 | 1.0816 | 0 | 0 | 0 | 4.5537 | 0 | 0 | 0 | 6 | 100 | 0.21167 | 2.4421 | 0.91085 | 1.7 | 5.6922
2007-10-21 15:00 | 0.502 | 38.2921 | 67.6452 | 48.7876 | 0.52328 | 0.93353 | 0.53266 | 0.53266 | 0 | 0 | 0 | 0.53266 | 175.2602 | 0.37284 | 0 | 0 | 0.93353 | 0.56069 | 0.53266 | 0 | 0 | 0 | 4.5537 | 0 | 0 | 0 | 6 | 100 | 0.21167 | 0.58592 | 0.74683 | 0 | 5.4872
2007-10-21 16:00 | 0.28053 | 24.3275 | 73.0563 | 63.3503 | 0.29087 | 0.51891 | 1.445 | 1.445 | 0.95207 | 0 | 0.31601 | 1.445 | 35.9098 | 1.1102e-16 | 0 | 0 | 0.51891 | 0.51891 | 0.49296 | 0 | 0 | 0 | 4.5537 | 0 | 0 | 0 | 6 | 100 | 0.21167 | 1.5895 | 0.41513 | 1.7 | 5.0726
2007-10-21 17:00 | 0.10328 | 10.0232 | 76.6244 | 78.0152 | 0.10856 | 0.19367 | 1.0851 | 1.0851 | 0 | 0 | 0 | 1.0851 | 17.848 | 0 | 2.2204e-16 | 0 | 0.19367 | 1.1422 | 1.0851 | 0 | 0 | 0 | 4.5537 | 0 | 0.94855 | -0.94855 | 5.0002 | 83.3357 | 0.21167 | 1.1936 | 0.15494 | 0 | 4.7474
2007-10-21 18:00 | 0.0021967 | 0 | 79.1403 | 90 | 0 | 0 | 0 | 0 | 0 | 0 | 0 | 0 | 0 | 0 | 0 | 0 | 0 | 0 | 0 | 0 | 0 | 1.0539 | 3.6051 | 0 | 0 | 0 | 5.0002 | 83.3357 | 0.21167 | 0 | 0 | 0 | 3.6051
2007-10-21 19:00 | 0 | 0 | 80.9686 | 90 | 0 | 0 | 0.64659 | 0.64659 | 0 | 0 | 0 | 0.64659 | 0 | 0 | 1.1102e-16 | 0 | 0 | 0.68062 | 0.64659 | 0 | 0 | 1.0539 | 3.6051 | 0 | 0.68062 | -0.68062 | 4.2827 | 71.3784 | 0.21167 | 0.71125 | 0 | 0 | 3.6051
2007-10-21 20:00 | 0 | 0 | 82.2545 | 90 | 0 | 0 | 1.7379 | 1.7379 | 1.7 | 0 | 0.5202 | 1.7379 | 0 | 0 | 0 | 0 | 0 | 0.039889 | 0.037894 | 0 | 0 | 1.8102 | 2.9245 | 0 | 0.039889 | -0.039889 | 4.2407 | 70.6776 | 0.21167 | 1.9117 | 0 | 1.7 | 2.9245
2007-10-21 21:00 | 0 | 0 | 82.9472 | 90 | 0 | 0 | 0.81872 | 0.81872 | 1.7 | 0 | 0.5202 | 0.81872 | 0 | 1.1102e-16 | 0 | 0 | 0 | 0 | 0 | 0.88128 | 0.83722 | 1.8545 | 2.8846 | 0.83722 | 0 | 0.83722 | 5.0349 | 83.9152 | 0.21173 | 0.90059 | 0 | 1.7 | 2.8846
2007-10-21 22:00 | 0 | 0 | 82.5481 | 90 | 0 | 0 | 0.39907 | 0.39907 | 0 | 0 | 0 | 0.39907 | 0 | 0 | 0 | 0 | 0 | 0.42007 | 0.39907 | 0 | 0 | 1.0173 | 3.6381 | 0 | 0.42007 | -0.42007 | 4.5921 | 76.5353 | 0.21173 | 0.43897 | 0 | 0 | 3.6381
2007-10-21 23:00 | 0 | 0 | 77.7369 | 90 | 0 | 0 | 0.45596 | 0.45596 | 0 | 0 | 0 | 0.45596 | 0 | 0 | 5.5511e-17 | 0 | 0 | 0.47996 | 0.45596 | 0 | 0 | 1.484 | 3.2181 | 0 | 0.47996 | -0.47996 | 4.0862 | 68.1033 | 0.21173 | 0.50156 | 0 | 0 | 3.2181
2007-10-22 | 0 | 0 | -45.0538 | 90 | 0 | 0 | 0.094981 | 0.094981 | 0 | 0 | 0 | 0.094981 | 0 | 0 | 1.3878e-17 | 0 | 0 | 0.09998 | 0.094981 | 0 | 0 | 2.0173 | 2.7381 | 0 | 0.09998 | -0.09998 | 3.9808 | 66.3469 | 0.21173 | 0.10448 | 0 | 0 | 2.7381
2007-10-22 01:00 | 0 | 0 | -79.5725 | 90 | 0 | 0 | 0.3289 | 0.3289 | 0 | 0 | 0 | 0.3289 | 0 | 0 | 0 | 0 | 0 | 0.34621 | 0.3289 | 0 | 0 | 2.1284 | 2.6381 | 0 | 0.34621 | -0.34621 | 3.6159 | 60.2645 | 0.21173 | 0.36179 | 0 | 0 | 2.6381
2007-10-22 02:00 | 0 | 0 | -82.2459 | 90 | 0 | 0 | 0.61704 | 0.61704 | 0 | 0 | 0 | 0.61704 | 0 | 0 | 0 | 0 | 0 | 0.64952 | 0.61704 | 0 | 0 | 2.5131 | 2.2919 | 0 | 0.64952 | -0.64952 | 2.9312 | 48.8537 | 0.21173 | 0.67874 | 0 | 0 | 2.2919
2007-10-22 03:00 | 0 | 0 | -82.2943 | 90 | 0 | 0 | 0.33716 | 0.33716 | 0 | 0 | 0 | 0.33716 | 0 | 0 | 5.5511e-17 | 0 | 0 | 0.35491 | 0.33716 | 0 | 0 | 3.2348 | 1.6424 | 0 | 0.35491 | -0.35491 | 2.5571 | 42.6186 | 0.21173 | 0.37088 | 0 | 0 | 1.6424
2007-10-22 04:00 | 0 | 0 | -81.4397 | 90 | 0 | 0 | 0.50257 | 0.50257 | 0 | 0 | 0 | 0.50257 | 0 | 0 | 1.1102e-16 | 0 | 0 | 0.52902 | 0.50257 | 0 | 0 | 3.6291 | 1.2875 | 0 | 0.52902 | -0.52902 | 1.9995 | 33.3247 | 0.21173 | 0.55283 | 0 | 0 | 1.2875
2007-10-22 05:00 | 0 | 0 | -79.9963 | 90 | 0 | 0 | 0.282 | 0.282 | 0 | 0 | 0 | 0.282 | 0 | 0 | 5.5511e-17 | 0 | 0 | 0.29684 | 0.282 | 0 | 0 | 4.2169 | 0.75846 | 0 | 0.29684 | -0.29684 | 1.6866 | 28.1097 | 0.21173 | 0.3102 | 0 | 0 | 0.75846
2007-10-22 06:00 | 0.029776 | 0.88896 | -77.951 | 87.2435 | 0.06505 | 0.11605 | 0.089158 | 0.089158 | 0 | 0 | 0 | 0.089158 | 130.1624 | 0 | 0 | 0 | 0.11605 | 0.09385 | 0.089158 | 0 | 0 | 4.5468 | 0.46161 | 0.0222 | 0 | 0.0222 | 1.7076 | 28.4607 | 0.21172 | 0.098073 | 0.09284 | 0 | 0.57766
2007-10-22 07:00 | 0.18031 | 15.2991 | -75.0932 | 72.57 | 0.19073 | 0.34026 | 0 | 0 | 0 | 0 | 0 | 0 | 0 | 0 | 0 | 0 | 0.34026 | 0 | 0 | 0 | 0 | 4.5246 | 0.48159 | 0.34026 | 0 | 0.34026 | 2.0304 | 33.8407 | 0.21168 | 0 | 0.27221 | 0 | 0.82185
2007-10-22 08:00 | 0.33416 | 29.4749 | -70.9367 | 57.9553 | 0.34481 | 0.61515 | 2.6697 | 2.6697 | 1.7 | 0 | 0.5202 | 2.6697 | 23.0415 | 0 | 0 | 0.3714 | 0.61515 | 1.0208 | 0.96974 | 0 | 0 | 4.1843 | 0.78783 | 0 | 0.40563 | -0.40563 | 1.6029 | 26.7145 | 0.21168 | 2.9367 | 0.49212 | 1.7 | 1.403
2007-10-22 09:00 | 0.59132 | 43.1979 | -64.4092 | 43.4923 | 0.61835 | 1.1031 | 2.3918 | 2.3918 | 1.7 | 0 | 0.5202 | 2.3918 | 46.1228 | 0 | 0 | 0.35824 | 1.1031 | 0.72816 | 0.69175 | 0 | 0 | 4.635 | 0.3822 | 0.37498 | 0 | 0.37498 | 1.9586 | 32.6435 | 0.2117 | 2.6309 | 0.88251 | 1.7 | 1.4853
2007-10-22 10:00 | 0.82122 | 55.9116 | -52.9516 | 29.4345 | 0.86018 | 1.5346 | 2.0485 | 2.0485 | 1.7 | 0 | 0.5202 | 2.0485 | 74.9112 | 0 | 0 | 0 | 1.5346 | 0.36685 | 0.34851 | 0 | 0 | 4.26 | 0.71968 | 1.1677 | 0 | 1.1677 | 3.0664 | 51.1066 | 0.21174 | 2.2534 | 1.2277 | 1.7 | 2.2542
2007-10-22 11:00 | 0.86826 | 65.9532 | -30.4798 | 16.8591 | 0.90503 | 1.6146 | 1.3904 | 1.3904 | 1.7 | 0 | 0.5202 | 1.3904 | 116.1235 | 0 | 0 | 0 | 1.6146 | 0 | 0 | 0.3096 | 0.29412 | 3.0923 | 1.7706 | 1.9087 | 0 | 1.9087 | 4.8772 | 81.2857 | 0.21173 | 1.5294 | 1.2917 | 1.7 | 3.3852
2007-10-22 12:00 | 0.62569 | 69.0419 | 7.7177 | 12.0658 | 0.6366 | 1.1357 | 0.20206 | 0.20206 | 0 | 0 | 0 | 0.20206 | 562.0498 | 0 | 0 | 0 | 1.1357 | 0.2127 | 0.20206 | 0 | 0 | 1.1836 | 3.4885 | 0.923 | 0 | 0.923 | 5.7528 | 95.8796 | 0.2116 | 0.22227 | 0.90856 | 0 | 4.6242
2007-10-22 13:00 | 0.88148 | 62.7048 | 40.7739 | 21.2265 | 0.92119 | 1.6434 | 0.23564 | 0.23564 | 0 | 0 | 0 | 0.23564 | 697.4202 | 1.1348 | 0 | 0 | 1.6434 | 0.24804 | 0.23564 | 0 | 0 | 0.2606 | 4.3192 | 0.2606 | 0 | 0.2606 | 6 | 100 | 0.21157 | 0.2592 | 1.3147 | 0 | 5.9626
2007-10-22 14:00 | 0.76269 | 51.3278 | 58.1057 | 34.6255 | 0.80003 | 1.4273 | 0 | 0 | 0 | 0 | 0 | 0 | 0 | 1.4273 | 0 | 0 | 1.4273 | 0 | 0 | 0 | 0 | 0 | 4.5537 | 0 | 0 | 0 | 6 | 100 | 0.21157 | 0 | 1.1418 | 0 | 5.9809
2007-10-22 15:00 | 0.65957 | 38.1287 | 67.2469 | 48.8877 | 0.70046 | 1.2496 | 2.1303 | 2.1303 | 0.94317 | 0 | 0.31359 | 2.1303 | 58.6589 | 0 | 0 | 0 | 1.2496 | 1.2496 | 1.1871 | 0 | 0 | 0 | 4.5537 | 0 | 0 | 0 | 6 | 100 | 0.21157 | 2.3433 | 0.99969 | 1.7 | 5.8033
2007-10-22 16:00 | 0.40034 | 24.1969 | 72.6966 | 63.4241 | 0.43338 | 0.77316 | 2.9485 | 2.9485 | 1.7 | 0 | 0.5202 | 2.9485 | 26.2218 | 0 | 4.4409e-16 | 0.16338 | 0.77316 | 1.3142 | 1.2485 | 0 | 0 | 0 | 4.5537 | 0 | 0.54108 | -0.54108 | 5.4297 | 90.4942 | 0.21157 | 3.2434 | 0.61853 | 1.7 | 5.3268
2007-10-22 17:00 | 0.13874 | 9.9163 | 76.2828 | 78.0683 | 0.15736 | 0.28072 | 0 | 0 | 0 | 0 | 0 | 0 | 0 | 0 | 0 | 0 | 0.28072 | 0 | 0 | 0 | 0 | 0.6012 | 4.0126 | 0.28072 | 0 | 0.28072 | 5.696 | 94.9328 | 0.21153 | 0 | 0.22458 | 0 | 4.2933
2007-10-22 18:00 | 0.0026684 | 0 | 78.7974 | 90 | 0 | 0 | 1.8642 | 1.8642 | 1.7 | 0 | 0.5202 | 1.8642 | 0 | 0 | 0 | 0 | 0 | 0.17289 | 0.16425 | 0 | 0 | 0.32048 | 4.2653 | 0 | 0.17289 | -0.17289 | 5.5137 | 91.8954 | 0.21153 | 2.0507 | 0 | 1.7 | 4.2653
2007-10-22 19:00 | 0 | 0 | 80.6029 | 90 | 0 | 0 | 0.15742 | 0.15742 | 0 | 0 | 0 | 0.15742 | 0 | 0 | 0 | 0 | 0 | 0.1657 | 0.15742 | 0 | 0 | 0.51258 | 4.0924 | 0 | 0.1657 | -0.1657 | 5.3391 | 88.9842 | 0.21153 | 0.17316 | 0 | 0 | 4.0924
2007-10-22 20:00 | 0 | 0 | 81.8356 | 90 | 0 | 0 | 1.0486 | 1.0486 | 0 | 0 | 0 | 1.0486 | 0 | 0 | 2.2204e-16 | 0 | 0 | 1.1038 | 1.0486 | 0 | 0 | 0.6967 | 3.9267 | 0 | 1.1038 | -1.1038 | 4.1755 | 69.5919 | 0.21153 | 1.1535 | 0 | 0 | 3.9267
2007-10-22 21:00 | 0 | 0 | 82.4188 | 90 | 0 | 0 | 1.16 | 1.16 | 0 | 0 | 0 | 1.16 | 0 | 0 | 2.2204e-16 | 0 | 0 | 1.2211 | 1.16 | 0 | 0 | 1.9232 | 2.8228 | 0 | 1.2211 | -1.2211 | 2.8884 | 48.1394 | 0.21153 | 1.2761 | 0 | 0 | 2.8228
2007-10-22 22:00 | 0 | 0 | 81.7685 | 90 | 0 | 0 | 0.047344 | 0.047344 | 0 | 0 | 0 | 0.047344 | 0 | 0 | 6.9389e-18 | 0 | 0 | 0.049836 | 0.047344 | 0 | 0 | 3.28 | 1.6017 | 0 | 0.049836 | -0.049836 | 2.8358 | 47.2639 | 0.21153 | 0.052079 | 0 | 0 | 1.6017
2007-10-22 23:00 | 0 | 0 | 76.0824 | 90 | 0 | 0 | 0.21479 | 0.21479 | 0 | 0 | 0 | 0.21479 | 0 | 0 | 2.7756e-17 | 0 | 0 | 0.22609 | 0.21479 | 0 | 0 | 3.3353 | 1.5519 | 0 | 0.22609 | -0.22609 | 2.5975 | 43.2919 | 0.21153 | 0.23626 | 0 | 0 | 1.5519
2007-10-23 | 0 | 0 | -41.9736 | 90 | 0 | 0 | 0.16349 | 0.16349 | 0 | 0 | 0 | 0.16349 | 0 | 0 | 2.7756e-17 | 0 | 0 | 0.17209 | 0.16349 | 0 | 0 | 3.5865 | 1.3258 | 0 | 0.17209 | -0.17209 | 2.4161 | 40.2686 | 0.21153 | 0.17983 | 0 | 0 | 1.3258
2007-10-23 01:00 | 0 | 0 | -78.4594 | 90 | 0 | 0 | 0 | 0 | 0 | 0 | 0 | 0 | 0 | 0 | 0 | 0 | 0 | 0 | 0 | 0 | 0 | 3.7778 | 1.1537 | 0 | 0 | 0 | 2.4161 | 40.2686 | 0.21153 | 0 | 0 | 0 | 1.1537
2007-10-23 02:00 | 0 | 0 | -81.5998 | 90 | 0 | 0 | 0.24615 | 0.24615 | 0 | 0 | 0 | 0.24615 | 0 | 0 | 0 | 0 | 0 | 0.25911 | 0.24615 | 0 | 0 | 3.7778 | 1.1537 | 0 | 0.25911 | -0.25911 | 2.143 | 35.7165 | 0.21153 | 0.27077 | 0 | 0 | 1.1537
2007-10-23 03:00 | 0 | 0 | -81.8187 | 90 | 0 | 0 | 0.010491 | 0.010491 | 0 | 0 | 0 | 0.010491 | 0 | 0 | 0 | 0 | 0 | 0.011044 | 0.010491 | 0 | 0 | 4.0657 | 0.8946 | 0 | 0.011044 | -0.011044 | 2.1314 | 35.5225 | 0.21153 | 0.011541 | 0 | 0 | 0.8946
2007-10-23 04:00 | 0 | 0 | -81.0433 | 90 | 0 | 0 | 0.30848 | 0.30848 | 0 | 0 | 0 | 0.30848 | 0 | 0 | 0 | 0 | 0 | 0.32472 | 0.30848 | 0 | 0 | 4.0779 | 0.88356 | 0 | 0.32472 | -0.32472 | 1.7891 | 29.8178 | 0.21153 | 0.33933 | 0 | 0 | 0.88356
2007-10-23 05:00 | 0 | 0 | -79.6369 | 90 | 0 | 0 | 0 | 0 | 0 | 0 | 0 | 0 | 0 | 0 | 0 | 0 | 0 | 0 | 0 | 0 | 0 | 4.4387 | 0.55884 | 0 | 0 | 0 | 1.7891 | 29.8178 | 0.21153 | 0 | 0 | 0 | 0.55884
2007-10-23 06:00 | 0.025677 | 0.8667 | -77.6024 | 87.212 | 0.047019 | 0.083882 | 0.30621 | 0.30621 | 0 | 0 | 0 | 0.30621 | 27.3941 | 0 | 0 | 0 | 0.083882 | 0.32232 | 0.30621 | 0 | 0 | 4.4387 | 0.55884 | 0 | 0.23844 | -0.23844 | 1.5377 | 25.6288 | 0.21153 | 0.33683 | 0.067106 | 0 | 0.64272
2007-10-23 07:00 | 0.20122 | 15.2554 | -74.734 | 72.558 | 0.21772 | 0.38842 | 1.0404 | 1.0404 | 1.7 | 0 | 0.5202 | 1.0404 | 37.3346 | 0 | 0 | 0 | 0.38842 | 0 | 0 | 0.65962 | 0.62664 | 4.7037 | 0.3204 | 1.0151 | 0 | 1.0151 | 2.5007 | 41.6784 | 0.21159 | 1.1444 | 0.31074 | 1.7 | 0.70882
2007-10-23 08:00 | 0.44595 | 29.403 | -70.5442 | 57.9664 | 0.47567 | 0.84859 | 1.5885 | 1.5885 | 1.7 | 0 | 0.5202 | 1.5885 | 53.4203 | 0 | 0 | 0 | 0.84859 | 0 | 0 | 0.11147 | 0.1059 | 3.6886 | 1.234 | 0.9545 | 0 | 0.9545 | 3.4062 | 56.7702 | 0.21164 | 1.7474 | 0.67888 | 1.7 | 2.0826
2007-10-23 09:00 | 0.74086 | 43.0847 | -63.9563 | 43.5353 | 0.78438 | 1.3993 | 0 | 0 | 1.405 | 0 | 0.43967 | 0 | 0 | 0 | 0 | 0 | 1.3993 | 0 | 0 | 1.405 | 1.3348 | 2.7341 | 2.093 | 2.7341 | 0 | 2.7341 | 6 | 100 | 0.21146 | 0 | 1.1195 | 1.7 | 3.4923
2007-10-23 10:00 | 0.81953 | 55.7325 | -52.4178 | 29.5317 | 0.85931 | 1.533 | 0 | 0 | 0 | 0 | 0 | 0 | 0 | 1.533 | 0 | 0 | 1.533 | 0 | 0 | 0 | 0 | 0 | 4.5537 | 0 | 0 | 0 | 6 | 100 | 0.21146 | 0 | 1.2264 | 0 | 6.0867
2007-10-23 11:00 | 0.9948 | 65.6717 | -29.9751 | 17.0741 | 1.0418 | 1.8586 | 0 | 0 | 0 | 0 | 0 | 0 | 0 | 1.8586 | 0 | 0 | 1.8586 | 0 | 0 | 0 | 0 | 0 | 4.5537 | 0 | 0 | 0 | 6 | 100 | 0.21146 | 0 | 1.4869 | 0 | 6.4123
2007-10-23 12:00 | 0.91101 | 68.6928 | 7.6835 | 12.412 | 0.95097 | 1.6965 | 1.9264 | 1.9264 | 0.54642 | 0 | 0.20527 | 1.9264 | 88.0663 | 0.2439 | 0 | 0 | 1.6965 | 1.4526 | 1.38 | 0 | 0 | 0 | 4.5537 | 0 | 0 | 0 | 6 | 100 | 0.21146 | 2.1191 | 1.3572 | 1.7 | 6.2502
2007-10-23 13:00 | 0.90222 | 62.4196 | 40.3362 | 21.4437 | 0.94458 | 1.6851 | 2.0714 | 2.0714 | 0.69144 | 0 | 0.24486 | 2.0714 | 81.351 | 0.23251 | 0 | 0 | 1.6851 | 1.4526 | 1.38 | 0 | 0 | 0 | 4.5537 | 0 | 0 | 0 | 6 | 100 | 0.21146 | 2.2786 | 1.3481 | 1.7 | 6.2388
2007-10-23 14:00 | 0.6333 | 51.1176 | 57.6602 | 34.7647 | 0.65692 | 1.1719 | 1.3939 | 1.3939 | 0.425 | 0 | 0.17213 | 1.3939 | 84.0767 | 0.15205 | 0 | 0 | 1.1719 | 1.0199 | 0.9689 | 0 | 0 | 0 | 4.5537 | 0 | 0 | 0 | 6 | 100 | 0.21146 | 1.5333 | 0.93755 | 1.7 | 5.7256
2007-10-23 15:00 | 0.47809 | 37.968 | 66.8531 | 48.986 | 0.49738 | 0.88732 | 1.3594 | 1.3594 | 0.51642 | 0 | 0.19708 | 1.3594 | 65.2741 | 0 | 0 | 0 | 0.88732 | 0.88732 | 0.84296 | 0 | 0 | 0 | 4.5537 | 0 | 0 | 0 | 6 | 100 | 0.21146 | 1.4953 | 0.70986 | 1.7 | 5.441
2007-10-23 16:00 | 0.25993 | 24.0693 | 72.3402 | 63.4955 | 0.26797 | 0.47806 | 0 | 0 | 0 | 0 | 0 | 0 | 0 | 0.47806 | 0 | 0 | 0.47806 | 0 | 0 | 0 | 0 | 0 | 4.5537 | 0 | 0 | 0 | 6 | 100 | 0.21146 | 0 | 0.38245 | 0 | 5.0317
2007-10-23 17:00 | 0.12721 | 9.8127 | 75.9442 | 78.1187 | 0.14193 | 0.25321 | 0.74383 | 0.74383 | 0 | 0 | 0 | 0.74383 | 34.0417 | 0 | 0 | 0 | 0.25321 | 0.78298 | 0.74383 | 0 | 0 | 0 | 4.5537 | 0 | 0.52976 | -0.52976 | 5.4416 | 90.693 | 0.21146 | 0.81821 | 0.20257 | 0 | 4.8069
2007-10-23 18:00 | 0.0023031 | 0 | 78.4574 | 90 | 0 | 0 | 1.4957 | 1.4957 | 1.7 | 0 | 0.5202 | 1.4957 | 0 | 0 | 0 | 0 | 0 | 0 | 0 | 0.20434 | 0.19412 | 0.58863 | 4.0239 | 0.19412 | 0 | 0.19412 | 5.6258 | 93.7624 | 0.21147 | 1.6452 | 0 | 1.7 | 4.0239
2007-10-23 19:00 | 0 | 0 | 80.2403 | 90 | 0 | 0 | 0.17079 | 0.17079 | 0 | 0 | 0 | 0.17079 | 0 | 0 | 2.7756e-17 | 0 | 0 | 0.17978 | 0.17079 | 0 | 0 | 0.3945 | 4.1986 | 0 | 0.17978 | -0.17978 | 5.4362 | 90.6039 | 0.21147 | 0.18787 | 0 | 0 | 4.1986
2007-10-23 20:00 | 0 | 0 | 81.42 | 90 | 0 | 0 | 0 | 0 | 0 | 0 | 0 | 0 | 0 | 0 | 0 | 0 | 0 | 0 | 0 | 0 | 0 | 0.59426 | 4.0189 | 0 | 0 | 0 | 5.4362 | 90.6039 | 0.21147 | 0 | 0 | 0 | 4.0189
2007-10-23 21:00 | 0 | 0 | 81.8948 | 90 | 0 | 0 | 0.80639 | 0.80639 | 0 | 0 | 0 | 0.80639 | 0 | 0 | 1.1102e-16 | 0 | 0 | 0.84883 | 0.80639 | 0 | 0 | 0.59426 | 4.0189 | 0 | 0.84883 | -0.84883 | 4.5415 | 75.6915 | 0.21147 | 0.88703 | 0 | 0 | 4.0189
2007-10-23 22:00 | 0 | 0 | 80.996 | 90 | 0 | 0 | 0.41757 | 0.41757 | 0 | 0 | 0 | 0.41757 | 0 | 0 | 5.5511e-17 | 0 | 0 | 0.43955 | 0.41757 | 0 | 0 | 1.5374 | 3.17 | 0 | 0.43955 | -0.43955 | 4.0782 | 67.9695 | 0.21147 | 0.45933 | 0 | 0 | 3.17
2007-10-23 23:00 | 0 | 0 | 74.4561 | 90 | 0 | 0 | 0 | 0 | 0 | 0 | 0 | 0 | 0 | 0 | 0 | 0 | 0 | 0 | 0 | 0 | 0 | 2.0258 | 2.7305 | 0 | 0 | 0 | 4.0782 | 67.9695 | 0.21147 | 0 | 0 | 0 | 2.7305
2007-10-24 | 0 | 0 | -39.279 | 90 | 0 | 0 | 0.57091 | 0.57091 | 0 | 0 | 0 | 0.57091 | 0 | 0 | 1.1102e-16 | 0 | 0 | 0.60096 | 0.57091 | 0 | 0 | 2.0258 | 2.7305 | 0 | 0.60096 | -0.60096 | 3.4447 | 57.4117 | 0.21147 | 0.62801 | 0 | 0 | 2.7305
2007-10-24 01:00 | 0 | 0 | -77.3663 | 90 | 0 | 0 | 0.1966 | 0.1966 | 0 | 0 | 0 | 0.1966 | 0 | 0 | 0 | 0 | 0 | 0.20695 | 0.1966 | 0 | 0 | 2.6935 | 2.1295 | 0 | 0.20695 | -0.20695 | 3.2266 | 53.776 | 0.21147 | 0.21626 | 0 | 0 | 2.1295
2007-10-24 02:00 | 0 | 0 | -80.9618 | 90 | 0 | 0 | 0.30692 | 0.30692 | 0 | 0 | 0 | 0.30692 | 0 | 0 | 5.5511e-17 | 0 | 0 | 0.32307 | 0.30692 | 0 | 0 | 2.9235 | 1.9226 | 0 | 0.32307 | -0.32307 | 2.886 | 48.1001 | 0.21147 | 0.33761 | 0 | 0 | 1.9226
2007-10-24 03:00 | 0 | 0 | -81.3484 | 90 | 0 | 0 | 0.228 | 0.228 | 0 | 0 | 0 | 0.228 | 0 | 0 | 2.7756e-17 | 0 | 0 | 0.24 | 0.228 | 0 | 0 | 3.2824 | 1.5995 | 0 | 0.24 | -0.24 | 2.633 | 43.8838 | 0.21147 | 0.2508 | 0 | 0 | 1.5995
2007-10-24 04:00 | 0 | 0 | -80.6512 | 90 | 0 | 0 | 0 | 0 | 0 | 0 | 0 | 0 | 0 | 0 | 0 | 0 | 0 | 0 | 0 | 0 | 0 | 3.5491 | 1.3595 | 0 | 0 | 0 | 2.633 | 43.8838 | 0.21147 | 0 | 0 | 0 | 1.3595
2007-10-24 05:00 | 0 | 0 | -79.2815 | 90 | 0 | 0 | 0.39399 | 0.39399 | 0 | 0 | 0 | 0.39399 | 0 | 0 | 5.5511e-17 | 0 | 0 | 0.41473 | 0.39399 | 0 | 0 | 3.5491 | 1.3595 | 0 | 0.41473 | -0.41473 | 2.1959 | 36.5977 | 0.21147 | 0.43339 | 0 | 0 | 1.3595
2007-10-24 06:00 | 0.029617 | 0.84194 | -77.2578 | 87.1836 | 0.069515 | 0.12402 | 0.35519 | 0.35519 | 0 | 0 | 0 | 0.35519 | 34.9148 | 0 | 0 | 0 | 0.12402 | 0.37389 | 0.35519 | 0 | 0 | 4.0099 | 0.94476 | 0 | 0.24987 | -0.24987 | 1.9325 | 32.2079 | 0.21147 | 0.39071 | 0.099212 | 0 | 1.0688
2007-10-24 07:00 | 0.22247 | 15.209 | -74.3792 | 72.5495 | 0.24601 | 0.43888 | 0.66353 | 0.66353 | 0 | 0 | 0 | 0.66353 | 66.1437 | 0 | 0 | 0 | 0.43888 | 0.69845 | 0.66353 | 0 | 0 | 4.2876 | 0.69489 | 0 | 0.25957 | -0.25957 | 1.6589 | 27.6478 | 0.21147 | 0.72988 | 0.35111 | 0 | 1.1338
2007-10-24 08:00 | 0.52502 | 29.328 | -70.1573 | 57.9814 | 0.56622 | 1.0101 | 1.0621 | 1.0621 | 1.7 | 0 | 0.5202 | 1.0621 | 95.1035 | 0 | 0 | 0 | 1.0101 | 0 | 0 | 0.63785 | 0.60596 | 4.576 | 0.43532 | 1.6161 | 0 | 1.6161 | 3.192 | 53.2005 | 0.2115 | 1.1684 | 0.80811 | 1.7 | 1.4455
2007-10-24 09:00 | 0.75355 | 42.9683 | -63.5114 | 43.5827 | 0.79897 | 1.4254 | 1.2666 | 1.2666 | 1.7 | 0 | 0.5202 | 1.2666 | 112.5344 | 0 | 0 | 0 | 1.4254 | 0 | 0 | 0.4334 | 0.41173 | 2.9599 | 1.8898 | 1.8371 | 0 | 1.8371 | 4.9349 | 82.2474 | 0.2115 | 1.3933 | 1.1403 | 1.7 | 3.3152
2007-10-24 10:00 | 0.74232 | 55.5508 | -51.8972 | 29.6338 | 0.77515 | 1.3829 | 0.53035 | 0.53035 | 0 | 0 | 0 | 0.53035 | 260.7493 | 0 | 0 | 0 | 1.3829 | 0.55826 | 0.53035 | 0 | 0 | 1.1228 | 3.5432 | 0.82462 | 0 | 0.82462 | 5.7172 | 95.2857 | 0.21139 | 0.58338 | 1.1063 | 0 | 4.9261
2007-10-24 11:00 | 0.66315 | 65.3901 | -29.4921 | 17.293 | 0.67974 | 1.2127 | 0.62979 | 0.62979 | 0 | 0 | 0 | 0.62979 | 192.5491 | 0.25156 | 0 | 0 | 1.2127 | 0.66294 | 0.62979 | 0 | 0 | 0.29816 | 4.2853 | 0.29816 | 0 | 0.29816 | 6 | 100 | 0.21135 | 0.69277 | 0.97013 | 0 | 5.498
2007-10-24 12:00 | 0.65004 | 68.3477 | 7.6434 | 12.7541 | 0.66394 | 1.1845 | 2.1741 | 2.1741 | 1.0489 | 0 | 0.34244 | 2.1741 | 54.4807 | 0 | 0 | 0 | 1.1845 | 1.1845 | 1.1253 | 0 | 0 | 0 | 4.5537 | 0 | 0 | 0 | 6 | 100 | 0.21135 | 2.3915 | 0.94758 | 1.7 | 5.7382
2007-10-24 13:00 | 0.73904 | 62.1378 | 39.9068 | 21.6596 | 0.7661 | 1.3667 | 0.96762 | 0.96762 | 0 | 0 | 0 | 0.96762 | 141.2454 | 0.34817 | 0 | 0 | 1.3667 | 1.0185 | 0.96762 | 0 | 0 | 0 | 4.5537 | 0 | 0 | 0 | 6 | 100 | 0.21135 | 1.0644 | 1.0934 | 0 | 5.9204
2007-10-24 14:00 | 0.72504 | 50.9102 | 57.2211 | 34.9025 | 0.76044 | 1.3566 | 1.9971 | 1.9971 | 0.70831 | 0 | 0.24947 | 1.9971 | 67.9296 | 0 | 0 | 0 | 1.3566 | 1.3566 | 1.2888 | 0 | 0 | 0 | 4.5537 | 0 | 0 | 0 | 6 | 100 | 0.21135 | 2.1968 | 1.0853 | 1.7 | 5.9103
2007-10-24 15:00 | 0.58172 | 37.8102 | 66.4637 | 49.0822 | 0.61661 | 1.1 | 2.0043 | 2.0043 | 0.95929 | 0 | 0.31799 | 2.0043 | 54.883 | 0 | 0 | 0 | 1.1 | 1.1 | 1.045 | 0 | 0 | 0 | 4.5537 | 0 | 0 | 0 | 6 | 100 | 0.21135 | 2.2047 | 0.88002 | 1.7 | 5.6537
2007-10-24 16:00 | 0.3239 | 23.9448 | 71.9875 | 63.5644 | 0.34429 | 0.61421 | 0.91525 | 0.91525 | 0 | 0 | 0 | 0.91525 | 67.1081 | 0 | 1.1102e-16 | 0 | 0.61421 | 0.96342 | 0.91525 | 0 | 0 | 0 | 4.5537 | 0 | 0.34921 | -0.34921 | 5.6319 | 93.865 | 0.21135 | 1.0068 | 0.49136 | 0 | 5.1679
2007-10-24 17:00 | 0.1113 | 9.7125 | 75.6087 | 78.1662 | 0.12056 | 0.21507 | 0 | 0 | 0 | 0 | 0 | 0 | 0 | 0 | 0 | 0 | 0.21507 | 0 | 0 | 0 | 0 | 0.38801 | 4.2045 | 0.21507 | 0 | 0.21507 | 5.8359 | 97.2656 | 0.21132 | 0 | 0.17206 | 0 | 4.4195
2007-10-24 18:00 | 0.0029765 | 0 | 78.1204 | 90 | 0 | 0 | 0.84535 | 0.84535 | 0 | 0 | 0 | 0.84535 | 0 | 0 | 1.1102e-16 | 0 | 0 | 0.88984 | 0.84535 | 0 | 0 | 0.17294 | 4.398 | 0 | 0.88984 | -0.88984 | 4.898 | 81.6327 | 0.21132 | 0.92988 | 0 | 0 | 4.398
2007-10-24 19:00 | 0 | 0 | 79.8808 | 90 | 0 | 0 | 1.8823 | 1.8823 | 1.7 | 0 | 0.5202 | 1.8823 | 0 | 0 | 0 | 0 | 0 | 0.1919 | 0.18231 | 0 | 0 | 1.1617 | 3.5082 | 0 | 0.1919 | -0.1919 | 4.6957 | 78.2614 | 0.21132 | 2.0705 | 0 | 1.7 | 3.5082
2007-10-24 20:00 | 0 | 0 | 81.0082 | 90 | 0 | 0 | 0.56215 | 0.56215 | 1.7 | 0 | 0.5202 | 0.56215 | 0 | 0 | 0 | 0 | 0 | 0 | 0 | 1.1378 | 1.081 | 1.3749 | 3.3163 | 1.081 | 0 | 1.081 | 5.7212 | 95.3527 | 0.21139 | 0.61837 | 0 | 1.7 | 3.3163
2007-10-24 21:00 | 0 | 0 | 81.3755 | 90 | 0 | 0 | 0.45916 | 0.45916 | 0 | 0 | 0 | 0.45916 | 0 | 0 | 5.5511e-17 | 0 | 0 | 0.48333 | 0.45916 | 0 | 0 | 0.29392 | 4.2892 | 0 | 0.48333 | -0.48333 | 5.2117 | 86.8615 | 0.21139 | 0.50508 | 0 | 0 | 4.2892
2007-10-24 22:00 | 0 | 0 | 80.2315 | 90 | 0 | 0 | 0 | 0 | 0 | 0 | 0 | 0 | 0 | 0 | 0 | 0 | 0 | 0 | 0 | 0 | 0 | 0.83095 | 3.8058 | 0 | 0 | 0 | 5.2117 | 86.8615 | 0.21139 | 0 | 0 | 0 | 3.8058
2007-10-24 23:00 | 0 | 0 | 72.8614 | 90 | 0 | 0 | 0 | 0 | 0 | 0 | 0 | 0 | 0 | 0 | 0 | 0 | 0 | 0 | 0 | 0 | 0 | 0.83095 | 3.8058 | 0 | 0 | 0 | 5.2117 | 86.8615 | 0.21139 | 0 | 0 | 0 | 3.8058
2007-10-25 | 0 | 0 | -36.9048 | 90 | 0 | 0 | 0 | 0 | 0 | 0 | 0 | 0 | 0 | 0 | 0 | 0 | 0 | 0 | 0 | 0 | 0 | 0.83095 | 3.8058 | 0 | 0 | 0 | 5.2117 | 86.8615 | 0.21139 | 0 | 0 | 0 | 3.8058
2007-10-25 01:00 | 0 | 0 | -76.2935 | 90 | 0 | 0 | 0 | 0 | 0 | 0 | 0 | 0 | 0 | 0 | 0 | 0 | 0 | 0 | 0 | 0 | 0 | 0.83095 | 3.8058 | 0 | 0 | 0 | 5.2117 | 86.8615 | 0.21139 | 0 | 0 | 0 | 3.8058
2007-10-25 02:00 | 0 | 0 | -80.332 | 90 | 0 | 0 | 0.055525 | 0.055525 | 0 | 0 | 0 | 0.055525 | 0 | 0 | 0 | 0 | 0 | 0.058448 | 0.055525 | 0 | 0 | 0.83095 | 3.8058 | 0 | 0.058448 | -0.058448 | 5.1501 | 85.8347 | 0.21139 | 0.061078 | 0 | 0 | 3.8058
2007-10-25 03:00 | 0 | 0 | -80.8837 | 90 | 0 | 0 | 0.043692 | 0.043692 | 0 | 0 | 0 | 0.043692 | 0 | 0 | 6.9389e-18 | 0 | 0 | 0.045991 | 0.043692 | 0 | 0 | 0.89589 | 3.7474 | 0 | 0.045991 | -0.045991 | 5.1016 | 85.0267 | 0.21139 | 0.048061 | 0 | 0 | 3.7474
2007-10-25 04:00 | 0 | 0 | -80.2636 | 90 | 0 | 0 | 0.30009 | 0.30009 | 0 | 0 | 0 | 0.30009 | 0 | 0 | 5.5511e-17 | 0 | 0 | 0.31588 | 0.30009 | 0 | 0 | 0.947 | 3.7014 | 0 | 0.31588 | -0.31588 | 4.7686 | 79.4773 | 0.21139 | 0.3301 | 0 | 0 | 3.7014
2007-10-25 05:00 | 0 | 0 | -78.9301 | 90 | 0 | 0 | 0.090909 | 0.090909 | 0 | 0 | 0 | 0.090909 | 0 | 0 | 1.3878e-17 | 0 | 0 | 0.095694 | 0.090909 | 0 | 0 | 1.298 | 3.3855 | 0 | 0.095694 | -0.095694 | 4.6678 | 77.7961 | 0.21139 | 0.1 | 0 | 0 | 3.3855
2007-10-25 06:00 | 0.022191 | 0.81469 | -76.9173 | 87.1584 | 0.03532 | 0.063011 | 0 | 0 | 0 | 0 | 0 | 0 | 0 | 0 | 0 | 0 | 0.063011 | 0 | 0 | 0 | 0 | 1.4043 | 3.2898 | 0.063011 | 0 | 0.063011 | 4.7276 | 78.7924 | 0.21138 | 0 | 0.050409 | 0 | 3.3528
2007-10-25 07:00 | 0.18401 | 15.1599 | -74.029 | 72.5446 | 0.19664 | 0.35081 | 0 | 0 | 0 | 0 | 0 | 0 | 0 | 0 | 0 | 0 | 0.35081 | 0 | 0 | 0 | 0 | 1.3413 | 3.3465 | 0.35081 | 0 | 0.35081 | 5.0604 | 84.3392 | 0.21133 | 0 | 0.28065 | 0 | 3.6973
2007-10-25 08:00 | 0.36951 | 29.2501 | -69.7761 | 58.0003 | 0.38715 | 0.69068 | 0.99601 | 0.99601 | 0 | 0 | 0 | 0.99601 | 69.3447 | 0 | 0 | 0 | 0.69068 | 1.0484 | 0.99601 | 0 | 0 | 0.99048 | 3.6623 | 0 | 0.35775 | -0.35775 | 4.6833 | 78.0542 | 0.21133 | 1.0956 | 0.55254 | 0 | 4.3529
2007-10-25 09:00 | 0.71915 | 42.849 | -63.0745 | 43.6345 | 0.76307 | 1.3613 | 1.0552 | 1.0552 | 0 | 0 | 0 | 1.0552 | 129.0056 | 0 | 0 | 0 | 1.3613 | 1.1108 | 1.0552 | 0 | 0 | 1.388 | 3.3045 | 0.25054 | 0 | 0.25054 | 4.9209 | 82.0156 | 0.2113 | 1.1608 | 1.0891 | 0 | 4.6658
2007-10-25 10:00 | 0.89442 | 55.3667 | -51.3899 | 29.7406 | 0.94188 | 1.6803 | 0 | 0 | 0 | 0 | 0 | 0 | 0 | 0.54287 | 0 | 0 | 1.6803 | 0 | 0 | 0 | 0 | 1.1374 | 3.53 | 1.1374 | 0 | 1.1374 | 6 | 100 | 0.21115 | 0 | 1.3442 | 0 | 5.2103
2007-10-25 11:00 | 0.67676 | 65.1086 | -29.03 | 17.5154 | 0.6953 | 1.2404 | 1.6029 | 1.6029 | 0.425 | 0 | 0.17213 | 1.6029 | 77.3838 | 0.00048132 | 0 | 0 | 1.2404 | 1.2399 | 1.1779 | 0 | 0 | 0 | 4.5537 | 0 | 0 | 0 | 6 | 100 | 0.21115 | 1.7632 | 0.99233 | 1.7 | 5.7941
2007-10-25 12:00 | 0.68179 | 68.0066 | 7.5976 | 13.0921 | 0.69935 | 1.2476 | 1.4534 | 1.4534 | 0.425 | 0 | 0.17213 | 1.4534 | 85.8418 | 0.16509 | 0 | 0 | 1.2476 | 1.0825 | 1.0284 | 0 | 0 | 0 | 4.5537 | 0 | 0 | 0 | 6 | 100 | 0.21115 | 1.5988 | 0.99811 | 1.7 | 5.8013
2007-10-25 13:00 | 0.76184 | 61.8595 | 39.4852 | 21.874 | 0.79227 | 1.4134 | 0.59085 | 0.59085 | 0 | 0 | 0 | 0.59085 | 239.2134 | 0.79145 | 0 | 0 | 1.4134 | 0.62195 | 0.59085 | 0 | 0 | 0 | 4.5537 | 0 | 0 | 0 | 6 | 100 | 0.21115 | 0.64994 | 1.1307 | 0 | 5.9671
2007-10-25 14:00 | 0.58301 | 50.7058 | 56.7882 | 35.0385 | 0.60167 | 1.0734 | 0.64782 | 0.64782 | 0 | 0 | 0 | 0.64782 | 165.6923 | 0.39147 | 0 | 0 | 1.0734 | 0.68191 | 0.64782 | 0 | 0 | 0 | 4.5537 | 0 | 0 | 0 | 6 | 100 | 0.21115 | 0.7126 | 0.85871 | 0 | 5.6271
2007-10-25 15:00 | 0.56332 | 37.6554 | 66.0788 | 49.1763 | 0.59671 | 1.0645 | 0.29014 | 0.29014 | 0 | 0 | 0 | 0.29014 | 366.9025 | 0.75912 | 0 | 0 | 1.0645 | 0.30541 | 0.29014 | 0 | 0 | 0 | 4.5537 | 0 | 0 | 0 | 6 | 100 | 0.21115 | 0.31915 | 0.85162 | 0 | 5.6182
2007-10-25 16:00 | 0.36489 | 23.8235 | 71.6384 | 63.6308 | 0.39472 | 0.70417 | 0 | 0 | 0 | 0 | 0 | 0 | 0 | 0.70417 | 0 | 0 | 0.70417 | 0 | 0 | 0 | 0 | 0 | 4.5537 | 0 | 0 | 0 | 6 | 100 | 0.21115 | 0 | 0.56334 | 0 | 5.2579
2007-10-25 17:00 | 0.12869 | 9.6158 | 75.2765 | 78.2109 | 0.14597 | 0.26041 | 1.5362 | 1.5362 | 1.2888 | 0 | 0.40795 | 1.5362 | 16.9513 | 0 | 0 | 0 | 0.26041 | 0.26041 | 0.24739 | 0 | 0 | 0 | 4.5537 | 0 | 0 | 0 | 6 | 100 | 0.21115 | 1.6898 | 0.20833 | 1.7 | 4.8141
2007-10-25 18:00 | 0.0024548 | 0 | 77.7866 | 90 | 0 | 0 | 0.6739 | 0.6739 | 0 | 0 | 0 | 0.6739 | 0 | 0 | 1.1102e-16 | 0 | 0 | 0.70937 | 0.6739 | 0 | 0 | 0 | 4.5537 | 0 | 0.70937 | -0.70937 | 5.2523 | 87.5377 | 0.21115 | 0.74129 | 0 | 0 | 4.5537
2007-10-25 19:00 | 0 | 0 | 79.5246 | 90 | 0 | 0 | 1.6071 | 1.6071 | 1.7 | 0 | 0.5202 | 1.6071 | 0 | 0 | 0 | 0 | 0 | 0 | 0 | 0.092876 | 0.088232 | 0.78819 | 3.8443 | 0.088232 | 0 | 0.088232 | 5.336 | 88.9327 | 0.21115 | 1.7678 | 0 | 1.7 | 3.8443
2007-10-25 20:00 | 0 | 0 | 80.6001 | 90 | 0 | 0 | 1.1668 | 1.1668 | 0 | 0 | 0 | 1.1668 | 0 | 0 | 0 | 0 | 0 | 1.2282 | 1.1668 | 0 | 0 | 0.69996 | 3.9237 | 0 | 1.2282 | -1.2282 | 4.0413 | 67.3555 | 0.21115 | 1.2835 | 0 | 0 | 3.9237
2007-10-25 21:00 | 0 | 0 | 80.8612 | 90 | 0 | 0 | 0.34211 | 0.34211 | 0 | 0 | 0 | 0.34211 | 0 | 0 | 5.5511e-17 | 0 | 0 | 0.36012 | 0.34211 | 0 | 0 | 2.0646 | 2.6955 | 0 | 0.36012 | -0.36012 | 3.6617 | 61.029 | 0.21115 | 0.37632 | 0 | 0 | 2.6955
2007-10-25 22:00 | 0 | 0 | 79.4754 | 90 | 0 | 0 | 0.035389 | 0.035389 | 0 | 0 | 0 | 0.035389 | 0 | 0 | 0 | 0 | 0 | 0.037252 | 0.035389 | 0 | 0 | 2.4647 | 2.3354 | 0 | 0.037252 | -0.037252 | 3.6225 | 60.3745 | 0.21115 | 0.038928 | 0 | 0 | 2.3354
2007-10-25 23:00 | 0 | 0 | 71.3017 | 90 | 0 | 0 | 0.11821 | 0.11821 | 0 | 0 | 0 | 0.11821 | 0 | 0 | 1.3878e-17 | 0 | 0 | 0.12443 | 0.11821 | 0 | 0 | 2.5061 | 2.2982 | 0 | 0.12443 | -0.12443 | 3.4913 | 58.1886 | 0.21115 | 0.13003 | 0 | 0 | 2.2982
2007-10-26 | 0 | 0 | -34.7978 | 90 | 0 | 0 | 0.27714 | 0.27714 | 0 | 0 | 0 | 0.27714 | 0 | 0 | 0 | 0 | 0 | 0.29172 | 0.27714 | 0 | 0 | 2.6444 | 2.1737 | 0 | 0.29172 | -0.29172 | 3.1838 | 53.0635 | 0.21115 | 0.30485 | 0 | 0 | 2.1737
2007-10-26 01:00 | 0 | 0 | -75.2408 | 90 | 0 | 0 | 0.16569 | 0.16569 | 0 | 0 | 0 | 0.16569 | 0 | 0 | 2.7756e-17 | 0 | 0 | 0.17441 | 0.16569 | 0 | 0 | 2.9685 | 1.882 | 0 | 0.17441 | -0.17441 | 3 | 49.9994 | 0.21115 | 0.18226 | 0 | 0 | 1.882
2007-10-26 02:00 | 0 | 0 | -79.7105 | 90 | 0 | 0 | 0.039438 | 0.039438 | 0 | 0 | 0 | 0.039438 | 0 | 0 | 0 | 0 | 0 | 0.041514 | 0.039438 | 0 | 0 | 3.1623 | 1.7076 | 0 | 0.041514 | -0.041514 | 2.9562 | 49.2701 | 0.21115 | 0.043382 | 0 | 0 | 1.7076
2007-10-26 03:00 | 0 | 0 | -80.4245 | 90 | 0 | 0 | 0 | 0 | 0 | 0 | 0 | 0 | 0 | 0 | 0 | 0 | 0 | 0 | 0 | 0 | 0 | 3.2084 | 1.6661 | 0 | 0 | 0 | 2.9562 | 49.2701 | 0.21115 | 0 | 0 | 0 | 1.6661
2007-10-26 04:00 | 0 | 0 | -79.8806 | 90 | 0 | 0 | 0.36718 | 0.36718 | 0 | 0 | 0 | 0.36718 | 0 | 0 | 5.5511e-17 | 0 | 0 | 0.3865 | 0.36718 | 0 | 0 | 3.2084 | 1.6661 | 0 | 0.3865 | -0.3865 | 2.5488 | 42.4799 | 0.21115 | 0.4039 | 0 | 0 | 1.6661
2007-10-26 05:00 | 0 | 0 | -78.583 | 90 | 0 | 0 | 0.30522 | 0.30522 | 0 | 0 | 0 | 0.30522 | 0 | 0 | 5.5511e-17 | 0 | 0 | 0.32129 | 0.30522 | 0 | 0 | 3.6379 | 1.2796 | 0 | 0.32129 | -0.32129 | 2.2101 | 36.8355 | 0.21115 | 0.33575 | 0 | 0 | 1.2796
2007-10-26 06:00 | 0.030522 | 0.78491 | -76.5812 | 87.1364 | 0.082228 | 0.14669 | 0 | 0 | 0 | 0 | 0 | 0 | 0 | 0 | 0 | 0 | 0.14669 | 0 | 0 | 0 | 0 | 3.9949 | 0.95829 | 0.14669 | 0 | 0.14669 | 2.3493 | 39.1549 | 0.21113 | 0 | 0.11736 | 0 | 1.105
2007-10-26 07:00 | 0.27452 | 15.108 | -73.6836 | 72.5431 | 0.31354 | 0.55935 | 1.3026 | 1.3026 | 1.7 | 0 | 0.5202 | 1.3026 | 42.9417 | 0 | 0 | 0 | 0.55935 | 0 | 0 | 0.39742 | 0.37755 | 3.8482 | 1.0903 | 0.9369 | 0 | 0.9369 | 3.2381 | 53.9685 | 0.21119 | 1.4328 | 0.44748 | 1.7 | 1.6497
2007-10-26 08:00 | 0.52067 | 29.1693 | -69.4007 | 58.023 | 0.5635 | 1.0053 | 1.6274 | 1.6274 | 1.7 | 0 | 0.5202 | 1.6274 | 61.772 | 0 | 0 | 0 | 1.0053 | 0 | 0 | 0.072588 | 0.068959 | 2.9113 | 1.9335 | 1.0742 | 0 | 1.0742 | 4.2572 | 70.9538 | 0.21124 | 1.7902 | 0.80423 | 1.7 | 2.9388
2007-10-26 09:00 | 0.67161 | 42.7269 | -62.6459 | 43.6904 | 0.71191 | 1.2701 | 1.2083 | 1.2083 | 1.7 | 0 | 0.5202 | 1.2083 | 105.1125 | 0 | 0 | 0 | 1.2701 | 0 | 0 | 0.49172 | 0.46713 | 1.837 | 2.9003 | 1.7372 | 0 | 1.7372 | 5.9053 | 98.4211 | 0.21125 | 1.3291 | 1.016 | 1.7 | 4.1704
2007-10-26 10:00 | 0.8621 | 55.1804 | -50.896 | 29.852 | 0.90835 | 1.6205 | 0.23737 | 0.23737 | 0 | 0 | 0 | 0.23737 | 682.6949 | 1.2708 | 0 | 0 | 1.6205 | 0.24986 | 0.23737 | 0 | 0 | 0.099861 | 4.4638 | 0.099861 | 0 | 0.099861 | 6 | 100 | 0.21124 | 0.2611 | 1.2964 | 0 | 6.0843
2007-10-26 11:00 | 0.99821 | 64.8276 | -28.5885 | 17.7409 | 1.0485 | 1.8706 | 2.6012 | 2.6012 | 1.2212 | 0 | 0.38949 | 2.6012 | 71.9135 | 0.41798 | 0 | 0 | 1.8706 | 1.4526 | 1.38 | 0 | 0 | 0 | 4.5537 | 0 | 0 | 0 | 6 | 100 | 0.21124 | 2.8613 | 1.4965 | 1.7 | 6.4243
2007-10-26 12:00 | 0.98725 | 67.6697 | 7.5461 | 13.4259 | 1.0359 | 1.8481 | 0.85383 | 0.85383 | 0 | 0 | 0 | 0.85383 | 216.4477 | 0.94933 | 0 | 0 | 1.8481 | 0.89877 | 0.85383 | 0 | 0 | 0 | 4.5537 | 0 | 0 | 0 | 6 | 100 | 0.21124 | 0.93922 | 1.4785 | 0 | 6.4018
2007-10-26 13:00 | 0.90929 | 61.5849 | 39.0712 | 22.0867 | 0.95523 | 1.7041 | 0.83064 | 0.83064 | 0 | 0 | 0 | 0.83064 | 205.1584 | 0.82977 | 0 | 0 | 1.7041 | 0.87436 | 0.83064 | 0 | 0 | 0 | 4.5537 | 0 | 0 | 0 | 6 | 100 | 0.21124 | 0.9137 | 1.3633 | 0 | 6.2578
2007-10-26 14:00 | 0.71387 | 50.5045 | 56.3614 | 35.1728 | 0.74982 | 1.3377 | 1.3713 | 1.3713 | 0.425 | 0 | 0.17213 | 1.3713 | 97.5503 | 0.3416 | 0 | 0 | 1.3377 | 0.99607 | 0.94627 | 0 | 0 | 0 | 4.5537 | 0 | 0 | 0 | 6 | 100 | 0.21124 | 1.5084 | 1.0701 | 1.7 | 5.8914
2007-10-26 15:00 | 0.60423 | 37.5037 | 65.6984 | 49.2682 | 0.6439 | 1.1487 | 1.0555 | 1.0555 | 0 | 0 | 0 | 1.0555 | 108.8292 | 0.037641 | 0 | 0 | 1.1487 | 1.1111 | 1.0555 | 0 | 0 | 0 | 4.5537 | 0 | 0 | 0 | 6 | 100 | 0.21124 | 1.1611 | 0.91897 | 0 | 5.7024
2007-10-26 16:00 | 0.38593 | 23.7056 | 71.2929 | 63.6946 | 0.42085 | 0.75079 | 1.7609 | 1.7609 | 1.0476 | 0 | 0.34211 | 1.7609 | 42.6369 | 1.1102e-16 | 0 | 0 | 0.75079 | 0.75079 | 0.71325 | 0 | 0 | 0 | 4.5537 | 0 | 0 | 0 | 6 | 100 | 0.21124 | 1.937 | 0.60063 | 1.7 | 5.3045
2007-10-26 17:00 | 0.1528 | 9.5227 | 74.9476 | 78.2527 | 0.18256 | 0.32568 | 0.16697 | 0.16697 | 0 | 0 | 0 | 0.16697 | 195.0511 | 0.14992 | 0 | 0 | 0.32568 | 0.17576 | 0.16697 | 0 | 0 | 0 | 4.5537 | 0 | 0 | 0 | 6 | 100 | 0.21124 | 0.18367 | 0.26055 | 0 | 4.8794
2007-10-26 18:00 | 0.0020937 | 0 | 77.456 | 90 | 0 | 0 | 2.4476 | 2.4476 | 1.7 | 0 | 0.5202 | 2.4476 | 0 | 0 | 0 | 0 | 0 | 0.78693 | 0.74758 | 0 | 0 | 0 | 4.5537 | 0 | 0.78693 | -0.78693 | 5.1705 | 86.1751 | 0.21124 | 2.6923 | 0 | 1.7 | 4.5537
2007-10-26 19:00 | 0 | 0 | 79.1719 | 90 | 0 | 0 | 1.2627 | 1.2627 | 1.7 | 0 | 0.5202 | 1.2627 | 0 | 0 | 0 | 0 | 0 | 0 | 0 | 0.43729 | 0.41543 | 0.87437 | 3.7668 | 0.41543 | 0 | 0.41543 | 5.5646 | 92.7435 | 0.21127 | 1.389 | 0 | 1.7 | 3.7668
2007-10-26 20:00 | 0 | 0 | 80.1961 | 90 | 0 | 0 | 1.0997 | 1.0997 | 0 | 0 | 0 | 1.0997 | 0 | 0 | 2.2204e-16 | 0 | 0 | 1.1575 | 1.0997 | 0 | 0 | 0.45894 | 4.1406 | 0 | 1.1575 | -1.1575 | 4.3445 | 72.4076 | 0.21127 | 1.2096 | 0 | 0 | 4.1406
2007-10-26 21:00 | 0 | 0 | 80.3523 | 90 | 0 | 0 | 1.1577 | 1.1577 | 0 | 0 | 0 | 1.1577 | 0 | 0 | 0 | 0 | 0 | 1.2186 | 1.1577 | 0 | 0 | 1.7451 | 2.9831 | 0 | 1.2186 | -1.2186 | 3.0599 | 50.999 | 0.21127 | 1.2734 | 0 | 0 | 2.9831
2007-10-26 22:00 | 0 | 0 | 78.7286 | 90 | 0 | 0 | 0.25574 | 0.25574 | 0 | 0 | 0 | 0.25574 | 0 | 0 | 0 | 0 | 0 | 0.2692 | 0.25574 | 0 | 0 | 3.0991 | 1.7645 | 0 | 0.2692 | -0.2692 | 2.7762 | 46.2697 | 0.21127 | 0.28131 | 0 | 0 | 1.7645
2007-10-26 23:00 | 0 | 0 | 69.7798 | 90 | 0 | 0 | 0 | 0 | 0 | 0 | 0 | 0 | 0 | 0 | 0 | 0 | 0 | 0 | 0 | 0 | 0 | 3.3982 | 1.4953 | 0 | 0 | 0 | 2.7762 | 46.2697 | 0.21127 | 0 | 0 | 0 | 1.4953
2007-10-27 | 0 | 0 | -32.9143 | 90 | 0 | 0 | 0.30537 | 0.30537 | 0 | 0 | 0 | 0.30537 | 0 | 0 | 0 | 0 | 0 | 0.32145 | 0.30537 | 0 | 0 | 3.3982 | 1.4953 | 0 | 0.32145 | -0.32145 | 2.4374 | 40.6225 | 0.21127 | 0.33591 | 0 | 0 | 1.4953
2007-10-27 01:00 | 0 | 0 | -74.2084 | 90 | 0 | 0 | 0.096843 | 0.096843 | 0 | 0 | 0 | 0.096843 | 0 | 0 | 1.3878e-17 | 0 | 0 | 0.10194 | 0.096843 | 0 | 0 | 3.7554 | 1.1739 | 0 | 0.10194 | -0.10194 | 2.3299 | 38.8316 | 0.21127 | 0.10653 | 0 | 0 | 1.1739
2007-10-27 02:00 | 0 | 0 | -79.0974 | 90 | 0 | 0 | 0.4567 | 0.4567 | 0 | 0 | 0 | 0.4567 | 0 | 0 | 0 | 0 | 0 | 0.48074 | 0.4567 | 0 | 0 | 3.8686 | 1.0719 | 0 | 0.48074 | -0.48074 | 1.8232 | 30.3859 | 0.21127 | 0.50237 | 0 | 0 | 1.0719
2007-10-27 03:00 | 0 | 0 | -79.9709 | 90 | 0 | 0 | 0.23757 | 0.23757 | 0 | 0 | 0 | 0.23757 | 0 | 0 | 5.5511e-17 | 0 | 0 | 0.25007 | 0.23757 | 0 | 0 | 4.4028 | 0.59118 | 0 | 0.25007 | -0.25007 | 1.5596 | 25.9927 | 0.21127 | 0.26132 | 0 | 0 | 0.59118
2007-10-27 04:00 | 0 | 0 | -79.5022 | 90 | 0 | 0 | 0.2931 | 0.2931 | 0 | 0 | 0 | 0.2931 | 0 | 0 | 5.5511e-17 | 0 | 0 | 0.30852 | 0.2931 | 0 | 0 | 4.6806 | 0.34111 | 0 | 0.30852 | -0.30852 | 1.2344 | 20.5725 | 0.21127 | 0.32241 | 0 | 0 | 0.34111
2007-10-27 05:00 | 0 | 0 | -78.2402 | 90 | 0 | 0 | 0.34454 | 0.34454 | 1.7 | 0 | 0.5202 | 0.34454 | 0 | 0 | 0 | 0 | 0 | 0 | 0 | 1.3555 | 1.2877 | 5.0234 | 0.032586 | 1.2877 | 0 | 1.2877 | 2.456 | 40.9326 | 0.21134 | 0.37899 | 0 | 1.7 | 0.032586
2007-10-27 06:00 | 0.01011 | 0.75261 | -76.2493 | 87.1176 | 0.010645 | 0.018991 | 0.40371 | 0.40371 | 1.7 | 0 | 0.5202 | 0.40371 | 4.7041 | 0 | 0 | 0 | 0.018991 | 0 | 0 | 1.2963 | 1.2315 | 3.7358 | 1.1915 | 1.2505 | 0 | 1.2505 | 3.6423 | 60.7042 | 0.21142 | 0.44408 | 0.015193 | 1.7 | 1.2105
2007-10-27 07:00 | 0.12488 | 15.0533 | -73.343 | 72.5451 | 0.12676 | 0.22614 | 0 | 0 | 1.4526 | 0 | 0.45267 | 0 | 0 | 0 | 0 | 0 | 0.22614 | 0 | 0 | 1.4526 | 1.38 | 2.4853 | 2.3169 | 1.6061 | 0 | 1.6061 | 5.166 | 86.0994 | 0.2114 | 0 | 0.18091 | 1.7 | 2.5431
2007-10-27 08:00 | 0.30647 | 29.0857 | -69.0313 | 58.0496 | 0.3149 | 0.56178 | 2.1814 | 2.1814 | 1.7 | 0 | 0.5202 | 2.1814 | 25.7532 | 0 | 0 | 0 | 0.56178 | 0.50673 | 0.4814 | 0 | 0 | 0.87916 | 3.7624 | 0.055045 | 0 | 0.055045 | 5.2182 | 86.9697 | 0.21141 | 2.3995 | 0.44942 | 1.7 | 4.3242
2007-10-27 09:00 | 0.5431 | 42.602 | -62.2255 | 43.7505 | 0.56687 | 1.0113 | 1.8311 | 1.8311 | 1.6533 | 0 | 0.50744 | 1.8311 | 55.2289 | 0 | 0 | 0 | 1.0113 | 0.18718 | 0.17782 | 0 | 0 | 0.82411 | 3.812 | 0.82411 | 0 | 0.82411 | 6 | 100 | 0.21145 | 2.0142 | 0.80903 | 1.7 | 4.8233
2007-10-27 10:00 | 0.81264 | 54.992 | -50.4154 | 29.9677 | 0.85558 | 1.5264 | 0 | 0 | 0 | 0 | 0 | 0 | 0 | 1.5264 | 0 | 0 | 1.5264 | 0 | 0 | 0 | 0 | 0 | 4.5537 | 0 | 0 | 0 | 6 | 100 | 0.21145 | 0 | 1.2211 | 0 | 6.08
2007-10-27 11:00 | 0.90933 | 64.5472 | -28.167 | 17.969 | 0.95446 | 1.7027 | 0.062639 | 0.062639 | 0 | 0 | 0 | 0.062639 | 2718.36 | 1.6368 | 0 | 0 | 1.7027 | 0.065936 | 0.062639 | 0 | 0 | 0 | 4.5537 | 0 | 0 | 0 | 6 | 100 | 0.21145 | 0.068903 | 1.3622 | 0 | 6.2564
2007-10-27 12:00 | 0.70757 | 67.337 | 7.4893 | 13.7554 | 0.72902 | 1.3006 | 2.1298 | 2.1298 | 0.89421 | 0 | 0.30022 | 2.1298 | 61.0666 | 0 | 0 | 0 | 1.3006 | 1.3006 | 1.2355 | 0 | 0 | 0 | 4.5537 | 0 | 0 | 0 | 6 | 100 | 0.21145 | 2.3427 | 1.0405 | 1.7 | 5.8543
2007-10-27 13:00 | 0.97931 | 61.3141 | 38.6646 | 22.2974 | 1.0309 | 1.8391 | 0.29011 | 0.29011 | 0 | 0 | 0 | 0.29011 | 633.9259 | 1.5337 | 0 | 0 | 1.8391 | 0.30538 | 0.29011 | 0 | 0 | 0 | 4.5537 | 0 | 0 | 0 | 6 | 100 | 0.21145 | 0.31913 | 1.4713 | 0 | 6.3928
2007-10-27 14:00 | 0.69199 | 50.3064 | 55.9407 | 35.3052 | 0.72615 | 1.2954 | 0.29337 | 0.29337 | 0 | 0 | 0 | 0.29337 | 441.581 | 0.98664 | 0 | 0 | 1.2954 | 0.30881 | 0.29337 | 0 | 0 | 0 | 4.5537 | 0 | 0 | 0 | 6 | 100 | 0.21145 | 0.3227 | 1.0364 | 0 | 5.8491
2007-10-27 15:00 | 0.33736 | 37.3552 | 65.3226 | 49.3578 | 0.34161 | 0.60944 | 1.6154 | 1.6154 | 1.0364 | 0 | 0.33904 | 1.6154 | 37.7277 | 1.1102e-16 | 0 | 0 | 0.60944 | 0.60944 | 0.57897 | 0 | 0 | 0 | 4.5537 | 0 | 0 | 0 | 6 | 100 | 0.21145 | 1.7769 | 0.48755 | 1.7 | 5.1631
2007-10-27 16:00 | 0.11484 | 23.591 | 70.9511 | 63.7557 | 0.11456 | 0.20438 | 1.7692 | 1.7692 | 1.575 | 0 | 0.48607 | 1.7692 | 11.5523 | 1.1102e-16 | 0 | 0 | 0.20438 | 0.20438 | 0.19416 | 0 | 0 | 0 | 4.5537 | 0 | 0 | 0 | 6 | 100 | 0.21145 | 1.9461 | 0.1635 | 1.7 | 4.7581
2007-10-27 17:00 | 0.073952 | 9.4331 | 74.622 | 78.2915 | 0.075304 | 0.13434 | 0 | 0 | 0 | 0 | 0 | 0 | 0 | 0.13434 | 0 | 0 | 0.13434 | 0 | 0 | 0 | 0 | 0 | 4.5537 | 0 | 0 | 0 | 6 | 100 | 0.21145 | 0 | 0.10747 | 0 | 4.688
2007-10-27 18:00 | 0.0010827 | 0 | 77.1287 | 90 | 0 | 0 | 0.98857 | 0.98857 | 0 | 0 | 0 | 0.98857 | 0 | 0 | 1.1102e-16 | 0 | 0 | 1.0406 | 0.98857 | 0 | 0 | 0 | 4.5537 | 0 | 1.0406 | -1.0406 | 4.9031 | 81.7185 | 0.21145 | 1.0874 | 0 | 0 | 4.5537
2007-10-27 19:00 | 0 | 0 | 78.8227 | 90 | 0 | 0 | 0.052076 | 0.052076 | 0 | 0 | 0 | 0.052076 | 0 | 0 | 6.9389e-18 | 0 | 0 | 0.054817 | 0.052076 | 0 | 0 | 1.1562 | 3.5131 | 0 | 0.054817 | -0.054817 | 4.8453 | 80.7555 | 0.21145 | 0.057284 | 0 | 0 | 3.5131
2007-10-27 20:00 | 0 | 0 | 79.7962 | 90 | 0 | 0 | 0.83439 | 0.83439 | 0 | 0 | 0 | 0.83439 | 0 | 0 | 1.1102e-16 | 0 | 0 | 0.8783 | 0.83439 | 0 | 0 | 1.2171 | 3.4583 | 0 | 0.8783 | -0.8783 | 3.9195 | 65.3253 | 0.21145 | 0.91783 | 0 | 0 | 3.4583
2007-10-27 21:00 | 0 | 0 | 79.849 | 90 | 0 | 0 | 0.94151 | 0.94151 | 0 | 0 | 0 | 0.94151 | 0 | 0 | 1.1102e-16 | 0 | 0 | 0.99106 | 0.94151 | 0 | 0 | 2.193 | 2.58 | 0 | 0.99106 | -0.99106 | 2.8749 | 47.9142 | 0.21145 | 1.0357 | 0 | 0 | 2.58
2007-10-27 22:00 | 0 | 0 | 77.9916 | 90 | 0 | 0 | 0.38436 | 0.38436 | 0 | 0 | 0 | 0.38436 | 0 | 0 | 5.5511e-17 | 0 | 0 | 0.40459 | 0.38436 | 0 | 0 | 3.2942 | 1.5889 | 0 | 0.40459 | -0.40459 | 2.4484 | 40.8063 | 0.21145 | 0.4228 | 0 | 0 | 1.5889
2007-10-27 23:00 | 0 | 0 | 68.2983 | 90 | 0 | 0 | 0.39525 | 0.39525 | 0 | 0 | 0 | 0.39525 | 0 | 0 | 0 | 0 | 0 | 0.41605 | 0.39525 | 0 | 0 | 3.7437 | 1.1843 | 0 | 0.41605 | -0.41605 | 2.0098 | 33.497 | 0.21145 | 0.43478 | 0 | 0 | 1.1843
2007-10-28 | 0 | 0 | -31.219 | 90 | 0 | 0 | 0.25053 | 0.25053 | 0 | 0 | 0 | 0.25053 | 0 | 0 | 0 | 0 | 0 | 0.26372 | 0.25053 | 0 | 0 | 4.206 | 0.76826 | 0 | 0.26372 | -0.26372 | 1.7318 | 28.864 | 0.21145 | 0.27558 | 0 | 0 | 0.76826
2007-10-28 01:00 | 0 | 0 | -73.1962 | 90 | 0 | 0 | 0 | 0 | 0 | 0 | 0 | 0 | 0 | 0 | 0 | 0 | 0 | 0 | 0 | 0 | 0 | 4.499 | 0.50455 | 0 | 0 | 0 | 1.7318 | 28.864 | 0.21145 | 0 | 0 | 0 | 0.50455
2007-10-28 02:00 | 0 | 0 | -78.4928 | 90 | 0 | 0 | 0.0056757 | 0.0056757 | 0 | 0 | 0 | 0.0056757 | 0 | 0 | 8.6736e-19 | 0 | 0 | 0.0059744 | 0.0056757 | 0 | 0 | 4.499 | 0.50455 | 0 | 0.0059744 | -0.0059744 | 1.7255 | 28.7591 | 0.21145 | 0.0062432 | 0 | 0 | 0.50455
2007-10-28 03:00 | 0 | 0 | -79.5232 | 90 | 0 | 0 | 0.19397 | 0.19397 | 0 | 0 | 0 | 0.19397 | 0 | 0 | 2.7756e-17 | 0 | 0 | 0.20418 | 0.19397 | 0 | 0 | 4.5057 | 0.49858 | 0 | 0.20418 | -0.20418 | 1.5103 | 25.1719 | 0.21145 | 0.21337 | 0 | 0 | 0.49858
2007-10-28 04:00 | 0 | 0 | -79.1286 | 90 | 0 | 0 | 0 | 0 | 0 | 0 | 0 | 0 | 0 | 0 | 0 | 0 | 0 | 0 | 0 | 0 | 0 | 4.7326 | 0.29439 | 0 | 0 | 0 | 1.5103 | 25.1719 | 0.21145 | 0 | 0 | 0 | 0.29439
2007-10-28 05:00 | 0 | 0 | -77.9017 | 90 | 0 | 0 | 0 | 0 | 0 | 0 | 0 | 0 | 0 | 0 | 0 | 0 | 0 | 0 | 0 | 0 | 0 | 4.7326 | 0.29439 | 0 | 0 | 0 | 1.5103 | 25.1719 | 0.21145 | 0 | 0 | 0 | 0.29439
2007-10-28 06:00 | 0.031357 | 0.71778 | -75.922 | 87.1021 | 0.098349 | 0.17546 | 0.066785 | 0.066785 | 0 | 0 | 0 | 0.066785 | 262.7183 | 0 | 0 | 0 | 0.17546 | 0.0703 | 0.066785 | 0 | 0 | 4.7326 | 0.29439 | 0.10516 | 0 | 0.10516 | 1.6101 | 26.8346 | 0.21143 | 0.073463 | 0.14036 | 0 | 0.46985
2007-10-28 07:00 | 0.20119 | 14.996 | -73.0074 | 72.5507 | 0.22072 | 0.39377 | 0 | 0 | 0 | 0 | 0 | 0 | 0 | 0 | 0 | 0 | 0.39377 | 0 | 0 | 0 | 0 | 4.6274 | 0.38903 | 0.39377 | 0 | 0.39377 | 1.9836 | 33.0607 | 0.21138 | 0 | 0.31502 | 0 | 0.7828
2007-10-28 08:00 | 0.36445 | 28.9993 | -68.6679 | 58.0799 | 0.38277 | 0.68286 | 0.8816 | 0.8816 | 1.7 | 0 | 0.5202 | 0.8816 | 77.4576 | 0 | 0 | 0 | 0.68286 | 0 | 0 | 0.8184 | 0.77748 | 4.2336 | 0.74343 | 1.4603 | 0 | 1.4603 | 3.369 | 56.1507 | 0.21143 | 0.96976 | 0.54629 | 1.7 | 1.4263
2007-10-28 09:00 | 0.55037 | 42.4745 | -61.8136 | 43.8146 | 0.57585 | 1.0273 | 0.28962 | 0.28962 | 1.7 | 0 | 0.5202 | 0.28962 | 354.7158 | -2.2204e-16 | 0 | 0 | 1.0273 | 0 | 0 | 1.4104 | 1.3399 | 2.7733 | 2.0577 | 2.3672 | 0 | 2.3672 | 5.6148 | 93.5791 | 0.21136 | 0.31858 | 0.82186 | 1.7 | 3.0851
2007-10-28 10:00 | 0.67882 | 54.8018 | -49.9483 | 30.0876 | 0.7069 | 1.2611 | 0.29559 | 0.29559 | 0 | 0 | 0 | 0.29559 | 426.6324 | 0.54386 | 0 | 0 | 1.2611 | 0.31115 | 0.29559 | 0 | 0 | 0.40609 | 4.1882 | 0.40609 | 0 | 0.40609 | 6 | 100 | 0.2113 | 0.32515 | 1.0089 | 0 | 5.4493
2007-10-28 11:00 | 0.79159 | 64.2675 | -27.7649 | 18.1995 | 0.82544 | 1.4726 | 0.31022 | 0.31022 | 0 | 0 | 0 | 0.31022 | 474.6833 | 1.146 | 0 | 0 | 1.4726 | 0.32655 | 0.31022 | 0 | 0 | 0 | 4.5537 | 0 | 0 | 0 | 6 | 100 | 0.2113 | 0.34125 | 1.1781 | 0 | 6.0263
2007-10-28 12:00 | 0.72424 | 67.0087 | 7.4273 | 14.0805 | 0.74821 | 1.3348 | 1.0177 | 1.0177 | 0 | 0 | 0 | 1.0177 | 131.163 | 0.26358 | 0 | 0 | 1.3348 | 1.0712 | 1.0177 | 0 | 0 | 0 | 4.5537 | 0 | 0 | 0 | 6 | 100 | 0.2113 | 1.1194 | 1.0679 | 0 | 5.8885
2007-10-28 13:00 | 0.61256 | 61.0471 | 38.2649 | 22.5061 | 0.62746 | 1.1194 | 0 | 0 | 0 | 0 | 0 | 0 | 0 | 1.1194 | 0 | 0 | 1.1194 | 0 | 0 | 0 | 0 | 0 | 4.5537 | 0 | 0 | 0 | 6 | 100 | 0.2113 | 0 | 0.89552 | 0 | 5.6731
2007-10-28 14:00 | 0.53176 | 50.1117 | 55.526 | 35.4355 | 0.54573 | 0.97358 | 1.773 | 1.773 | 0.84807 | 0 | 0.28762 | 1.773 | 54.9121 | 0 | 0 | 0 | 0.97358 | 0.97358 | 0.9249 | 0 | 0 | 0 | 4.5537 | 0 | 0 | 0 | 6 | 100 | 0.2113 | 1.9503 | 0.77886 | 1.7 | 5.5273
2007-10-28 15:00 | 0.44085 | 37.2101 | 64.9512 | 49.4449 | 0.45757 | 0.81631 | 0 | 0 | 0 | 0 | 0 | 0 | 0 | 0.81631 | 0 | 0 | 0.81631 | 0 | 0 | 0 | 0 | 0 | 4.5537 | 0 | 0 | 0 | 6 | 100 | 0.2113 | 0 | 0.65305 | 0 | 5.37
2007-10-28 16:00 | 0.23341 | 23.4798 | 70.6132 | 63.8142 | 0.23931 | 0.42694 | 1.1029 | 1.1029 | 0 | 0 | 0 | 1.1029 | 38.7103 | 0 | 0 | 0 | 0.42694 | 1.1609 | 1.1029 | 0 | 0 | 0 | 4.5537 | 0 | 0.73401 | -0.73401 | 5.2263 | 87.1048 | 0.2113 | 1.2132 | 0.34155 | 0 | 4.9806
2007-10-28 17:00 | 0.11725 | 9.3472 | 74.2999 | 78.3273 | 0.13182 | 0.23517 | 0.99723 | 0.99723 | 0 | 0 | 0 | 0.99723 | 23.5821 | 0 | 1.1102e-16 | 0 | 0.23517 | 1.0497 | 0.99723 | 0 | 0 | 0.81557 | 3.8197 | 0 | 0.81455 | -0.81455 | 4.3677 | 72.7947 | 0.2113 | 1.097 | 0.18813 | 0 | 4.0548
2007-10-28 18:00 | 0.0017434 | 0 | 76.8049 | 90 | 0 | 0 | 0.62149 | 0.62149 | 0 | 0 | 0 | 0.62149 | 0 | 0 | 1.1102e-16 | 0 | 0 | 0.6542 | 0.62149 | 0 | 0 | 1.7206 | 3.0051 | 0 | 0.6542 | -0.6542 | 3.6781 | 61.3015 | 0.2113 | 0.68364 | 0 | 0 | 3.0051
2007-10-28 19:00 | 0 | 0 | 78.4772 | 90 | 0 | 0 | 0 | 0 | 0 | 0 | 0 | 0 | 0 | 0 | 0 | 0 | 0 | 0 | 0 | 0 | 0 | 2.4475 | 2.3509 | 0 | 0 | 0 | 3.6781 | 61.3015 | 0.2113 | 0 | 0 | 0 | 2.3509
2007-10-28 20:00 | 0 | 0 | 79.4008 | 90 | 0 | 0 | 0 | 0 | 0 | 0 | 0 | 0 | 0 | 0 | 0 | 0 | 0 | 0 | 0 | 0 | 0 | 2.4475 | 2.3509 | 0 | 0 | 0 | 3.6781 | 61.3015 | 0.2113 | 0 | 0 | 0 | 2.3509
2007-10-28 21:00 | 0 | 0 | 79.3517 | 90 | 0 | 0 | 0 | 0 | 0 | 0 | 0 | 0 | 0 | 0 | 0 | 0 | 0 | 0 | 0 | 0 | 0 | 2.4475 | 2.3509 | 0 | 0 | 0 | 3.6781 | 61.3015 | 0.2113 | 0 | 0 | 0 | 2.3509
2007-10-28 22:00 | 0 | 0 | 77.265 | 90 | 0 | 0 | 0.090241 | 0.090241 | 0 | 0 | 0 | 0.090241 | 0 | 0 | 1.3878e-17 | 0 | 0 | 0.09499 | 0.090241 | 0 | 0 | 2.4475 | 2.3509 | 0 | 0.09499 | -0.09499 | 3.578 | 59.6327 | 0.2113 | 0.099265 | 0 | 0 | 2.3509
2007-10-28 23:00 | 0 | 0 | 66.8593 | 90 | 0 | 0 | 0.29807 | 0.29807 | 0 | 0 | 0 | 0.29807 | 0 | 0 | 5.5511e-17 | 0 | 0 | 0.31376 | 0.29807 | 0 | 0 | 2.5531 | 2.2559 | 0 | 0.31376 | -0.31376 | 3.2472 | 54.1205 | 0.2113 | 0.32788 | 0 | 0 | 2.2559
2007-10-29 | 0 | 0 | -29.683 | 90 | 0 | 0 | 0.4992 | 0.4992 | 0 | 0 | 0 | 0.4992 | 0 | 0 | 5.5511e-17 | 0 | 0 | 0.52547 | 0.4992 | 0 | 0 | 2.9017 | 1.9422 | 0 | 0.52547 | -0.52547 | 2.6933 | 44.8889 | 0.2113 | 0.54912 | 0 | 0 | 1.9422
2007-10-29 01:00 | 0 | 0 | -72.2041 | 90 | 0 | 0 | 0.079426 | 0.079426 | 0 | 0 | 0 | 0.079426 | 0 | 0 | 1.3878e-17 | 0 | 0 | 0.083606 | 0.079426 | 0 | 0 | 3.4855 | 1.4167 | 0 | 0.083606 | -0.083606 | 2.6052 | 43.4201 | 0.2113 | 0.087369 | 0 | 0 | 1.4167
2007-10-29 02:00 | 0 | 0 | -77.8966 | 90 | 0 | 0 | 0.73077 | 0.73077 | 0 | 0 | 0 | 0.73077 | 0 | 0 | 0 | 0 | 0 | 0.76923 | 0.73077 | 0 | 0 | 3.5784 | 1.3331 | 0 | 0.76923 | -0.76923 | 1.7944 | 29.9061 | 0.2113 | 0.80384 | 0 | 0 | 1.3331
2007-10-29 03:00 | 0 | 0 | -79.0812 | 90 | 0 | 0 | 0.28743 | 0.28743 | 0 | 0 | 0 | 0.28743 | 0 | 0 | 0 | 0 | 0 | 0.30256 | 0.28743 | 0 | 0 | 4.4331 | 0.56387 | 0 | 0.30256 | -0.30256 | 1.4754 | 24.5907 | 0.2113 | 0.31618 | 0 | 0 | 0.56387
2007-10-29 04:00 | 0 | 0 | -78.7598 | 90 | 0 | 0 | 0.33882 | 0.33882 | 1.7 | 0 | 0.5202 | 0.33882 | 0 | 0 | 0 | 0 | 0 | 0 | 0 | 1.3612 | 1.2931 | 4.7693 | 0.26131 | 1.2931 | 0 | 1.2931 | 2.7022 | 45.0367 | 0.21137 | 0.3727 | 0 | 1.7 | 0.26131
2007-10-29 05:00 | 0 | 0 | -77.5678 | 90 | 0 | 0 | 0.35726 | 0.35726 | 1.7 | 0 | 0.5202 | 0.35726 | 0 | 0 | 0 | 0 | 0 | 0 | 0 | 1.3427 | 1.2756 | 3.4762 | 1.4251 | 1.2756 | 0 | 1.2756 | 3.9123 | 65.2056 | 0.21145 | 0.39299 | 0 | 1.7 | 1.4251
2007-10-29 06:00 | 0.00011019 | 0.68041 | -75.5992 | 87.0898 | 0.00010971 | 0.00019572 | 0.50874 | 0.50874 | 1.7 | 0 | 0.5202 | 0.50874 | 0.038472 | 0 | 0 | 0 | 0.00019572 | 0 | 0 | 1.1913 | 1.1317 | 2.2006 | 2.5732 | 1.1319 | 0 | 1.1319 | 4.9862 | 83.1024 | 0.21153 | 0.55961 | 0.00015658 | 1.7 | 2.5733
2007-10-29 07:00 | 0.03527 | 14.936 | -72.6769 | 72.5597 | 0.035155 | 0.062716 | 1.2271 | 1.2271 | 0 | 0 | 0 | 1.2271 | 5.1108 | 2.2204e-16 | 0 | 0 | 0.062716 | 1.2917 | 1.2271 | 0 | 0 | 1.0687 | 3.5919 | 0 | 1.229 | -1.229 | 3.6907 | 61.511 | 0.21153 | 1.3499 | 0.050173 | 0 | 3.6546
2007-10-29 08:00 | 0.071229 | 28.9102 | -68.3108 | 58.1139 | 0.070954 | 0.12658 | 0.50647 | 0.50647 | 0 | 0 | 0 | 0.50647 | 24.9931 | 0 | 1.1102e-16 | 0 | 0.12658 | 0.53312 | 0.50647 | 0 | 0 | 2.4343 | 2.3629 | 0 | 0.40654 | -0.40654 | 3.2621 | 54.3688 | 0.21153 | 0.55711 | 0.10127 | 0 | 2.4894
2007-10-29 09:00 | 0.28072 | 42.3445 | -61.4104 | 43.8827 | 0.28079 | 0.50093 | 0.67487 | 0.67487 | 0 | 0 | 0 | 0.67487 | 74.227 | 0 | 1.1102e-16 | 0 | 0.50093 | 0.71039 | 0.67487 | 0 | 0 | 2.886 | 1.9563 | 0 | 0.20945 | -0.20945 | 3.0414 | 50.6891 | 0.21153 | 0.74235 | 0.40075 | 0 | 2.4572
2007-10-29 10:00 | 0.50817 | 54.6099 | -49.4945 | 30.2115 | 0.51675 | 0.92188 | 1.1526 | 1.1526 | 0 | 0 | 0 | 1.1526 | 79.9818 | 0 | 0 | 0 | 0.92188 | 1.2133 | 1.1526 | 0 | 0 | 3.1187 | 1.7469 | 0 | 0.2914 | -0.2914 | 2.7342 | 45.5698 | 0.21153 | 1.2679 | 0.7375 | 0 | 2.6687
2007-10-29 11:00 | 0.41404 | 63.9889 | -27.3817 | 18.4319 | 0.41466 | 0.73976 | 0 | 0 | 0 | 0 | 0 | 0 | 0 | 0 | 0 | 0 | 0.73976 | 0 | 0 | 0 | 0 | 3.4425 | 1.4555 | 0.73976 | 0 | 0.73976 | 3.436 | 57.2664 | 0.21143 | 0 | 0.59181 | 0 | 2.1952
2007-10-29 12:00 | 0.3934 | 66.6849 | 7.3602 | 14.401 | 0.3933 | 0.70164 | 0.47841 | 0.47841 | 0 | 0 | 0 | 0.47841 | 146.6615 | 0 | 0 | 0 | 0.70164 | 0.50359 | 0.47841 | 0 | 0 | 2.7027 | 2.1212 | 0.19805 | 0 | 0.19805 | 3.6239 | 60.3979 | 0.2114 | 0.52625 | 0.56131 | 0 | 2.8229
2007-10-29 13:00 | 0.26197 | 60.7843 | 37.872 | 22.7124 | 0.26108 | 0.46576 | 1.3274 | 1.3274 | 1.7 | 0 | 0.5202 | 1.3274 | 35.0879 | 0 | 0 | 0 | 0.46576 | 0 | 0 | 0.37258 | 0.35395 | 2.5047 | 2.2995 | 0.81972 | 0 | 0.81972 | 4.4015 | 73.3587 | 0.21145 | 1.4602 | 0.37261 | 1.7 | 2.7653
2007-10-29 14:00 | 0.39776 | 49.9205 | 55.1172 | 35.5635 | 0.40047 | 0.71445 | 0.62599 | 0.62599 | 1.548 | 0 | 0.47869 | 0.62599 | 114.1316 | 0 | 0 | 0 | 0.71445 | 0 | 0 | 0.92197 | 0.87587 | 1.6849 | 3.0372 | 1.5903 | 0 | 1.5903 | 5.9102 | 98.5039 | 0.21145 | 0.68858 | 0.57156 | 1.7 | 3.7517
2007-10-29 15:00 | 0.21274 | 37.0684 | 64.5844 | 49.5295 | 0.21233 | 0.37879 | 1.6122 | 1.6122 | 1.3422 | 0 | 0.42252 | 1.6122 | 23.4957 | 0 | 0 | 0 | 0.37879 | 0.28417 | 0.26996 | 0 | 0 | 0.094624 | 4.4685 | 0.094624 | 0 | 0.094624 | 6 | 100 | 0.21145 | 1.7734 | 0.30303 | 1.7 | 4.8473
2007-10-29 16:00 | 0.037121 | 23.3722 | 70.279 | 63.8698 | 0.036966 | 0.065947 | 0.10221 | 0.10221 | 0 | 0 | 0 | 0.10221 | 64.5201 | 0 | 0 | 0 | 0.065947 | 0.10759 | 0.10221 | 0 | 0 | 0 | 4.5537 | 0 | 0.041644 | -0.041644 | 5.9561 | 99.2684 | 0.21145 | 0.11243 | 0.052758 | 0 | 4.6196
2007-10-29 17:00 | 0.036362 | 9.265 | 73.9814 | 78.36 | 0.036345 | 0.064839 | 0.90796 | 0.90796 | 0 | 0 | 0 | 0.90796 | 7.1411 | 0 | 1.1102e-16 | 0 | 0.064839 | 0.95575 | 0.90796 | 0 | 0 | 0.046271 | 4.512 | 0 | 0.89091 | -0.89091 | 5.017 | 83.6168 | 0.21145 | 0.99875 | 0.051871 | 0 | 4.5769
2007-10-29 18:00 | 0.001081 | 0 | 76.4847 | 90 | 0 | 0 | 0.97729 | 0.97729 | 0 | 0 | 0 | 0.97729 | 0 | 0 | 1.1102e-16 | 0 | 0 | 1.0287 | 0.97729 | 0 | 0 | 1.0362 | 3.6211 | 0 | 1.0287 | -1.0287 | 3.9326 | 65.5438 | 0.21145 | 1.075 | 0 | 0 | 3.6211
2007-10-29 19:00 | 0 | 0 | 78.1356 | 90 | 0 | 0 | 0.57169 | 0.57169 | 0 | 0 | 0 | 0.57169 | 0 | 0 | 0 | 0 | 0 | 0.60178 | 0.57169 | 0 | 0 | 2.1792 | 2.5924 | 0 | 0.60178 | -0.60178 | 3.2983 | 54.9716 | 0.21145 | 0.62886 | 0 | 0 | 2.5924
2007-10-29 20:00 | 0 | 0 | 79.0098 | 90 | 0 | 0 | 1.5462 | 1.5462 | 1.7 | 0 | 0.5202 | 1.5462 | 0 | 0 | 0 | 0 | 0 | 0 | 0 | 0.1538 | 0.14611 | 2.8478 | 1.9906 | 0.14611 | 0 | 0.14611 | 3.4369 | 57.2818 | 0.21146 | 1.7008 | 0 | 1.7 | 1.9906
2007-10-29 21:00 | 0 | 0 | 78.8605 | 90 | 0 | 0 | 2.7239 | 2.7239 | 1.7 | 0 | 0.5202 | 2.7239 | 0 | 0 | 0 | 0 | 0 | 1.0778 | 1.0239 | 0 | 0 | 2.7017 | 2.1221 | 0 | 1.0778 | -1.0778 | 2.3008 | 38.3473 | 0.21146 | 2.9963 | 0 | 1.7 | 2.1221
2007-10-29 22:00 | 0 | 0 | 76.5495 | 90 | 0 | 0 | 0.64448 | 0.64448 | 1.7 | 0 | 0.5202 | 0.64448 | 0 | 0 | 0 | 0 | 0 | 0 | 0 | 1.0555 | 1.0027 | 3.8993 | 1.0444 | 1.0027 | 0 | 1.0027 | 3.2521 | 54.2022 | 0.21153 | 0.70892 | 0 | 1.7 | 1.0444
2007-10-29 23:00 | 0 | 0 | 65.4644 | 90 | 0 | 0 | 0.031906 | 0.031906 | 1.4845 | 0 | 0.46138 | 0.031906 | 0 | 2.2204e-16 | 0 | 0 | 0 | 0 | 0 | 1.4526 | 1.38 | 2.8965 | 1.9468 | 1.38 | 0 | 1.38 | 4.5613 | 76.0218 | 0.21155 | 0.035097 | 0 | 1.7 | 1.9468
2007-10-30 | 0 | 0 | -28.2825 | 90 | 0 | 0 | 0.71784 | 0.71784 | 1.7 | 0 | 0.5202 | 0.71784 | 0 | 0 | 0 | 0 | 0 | 0 | 0 | 0.98216 | 0.93305 | 1.5165 | 3.1888 | 0.93305 | 0 | 0.93305 | 5.4465 | 90.7746 | 0.21162 | 0.78963 | 0 | 1.7 | 3.1888
2007-10-30 01:00 | 0 | 0 | -71.2319 | 90 | 0 | 0 | 0.098448 | 0.098448 | 0 | 0 | 0 | 0.098448 | 0 | 0 | 1.3878e-17 | 0 | 0 | 0.10363 | 0.098448 | 0 | 0 | 0.58347 | 4.0286 | 0 | 0.10363 | -0.10363 | 5.3373 | 88.954 | 0.21162 | 0.10829 | 0 | 0 | 4.0286
2007-10-30 02:00 | 0 | 0 | -77.309 | 90 | 0 | 0 | 0.72426 | 0.72426 | 0 | 0 | 0 | 0.72426 | 0 | 0 | 0 | 0 | 0 | 0.76238 | 0.72426 | 0 | 0 | 0.69861 | 3.9249 | 0 | 0.76238 | -0.76238 | 4.5336 | 75.5605 | 0.21162 | 0.79668 | 0 | 0 | 3.9249
2007-10-30 03:00 | 0 | 0 | -78.6451 | 90 | 0 | 0 | 0.079583 | 0.079583 | 0 | 0 | 0 | 0.079583 | 0 | 0 | 1.3878e-17 | 0 | 0 | 0.083772 | 0.079583 | 0 | 0 | 1.5457 | 3.1626 | 0 | 0.083772 | -0.083772 | 4.4453 | 74.0888 | 0.21162 | 0.087542 | 0 | 0 | 3.1626
2007-10-30 04:00 | 0 | 0 | -78.3959 | 90 | 0 | 0 | 0.13623 | 0.13623 | 0 | 0 | 0 | 0.13623 | 0 | 0 | 2.7756e-17 | 0 | 0 | 0.1434 | 0.13623 | 0 | 0 | 1.6388 | 3.0788 | 0 | 0.1434 | -0.1434 | 4.2942 | 71.5694 | 0.21162 | 0.14986 | 0 | 0 | 3.0788
2007-10-30 05:00 | 0 | 0 | -77.2384 | 90 | 0 | 0 | 0 | 0 | 0 | 0 | 0 | 0 | 0 | 0 | 0 | 0 | 0 | 0 | 0 | 0 | 0 | 1.7981 | 2.9354 | 0 | 0 | 0 | 4.2942 | 71.5694 | 0.21162 | 0 | 0 | 0 | 2.9354
2007-10-30 06:00 | 0.010697 | 0.64051 | -75.2811 | 87.0809 | 0.011505 | 0.020525 | 0.46126 | 0.46126 | 0 | 0 | 0 | 0.46126 | 4.4498 | 0 | 0 | 0 | 0.020525 | 0.48554 | 0.46126 | 0 | 0 | 1.7981 | 2.9354 | 0 | 0.46501 | -0.46501 | 3.804 | 63.4 | 0.21162 | 0.50739 | 0.01642 | 0 | 2.9559
2007-10-30 07:00 | 0.10462 | 14.8734 | -72.3515 | 72.5722 | 0.10522 | 0.18772 | 2.1014 | 2.1014 | 1.7 | 0 | 0.5202 | 2.1014 | 8.933 | 0 | 0 | 0 | 0.18772 | 0.42251 | 0.40139 | 0 | 0 | 2.3148 | 2.4704 | 0 | 0.23479 | -0.23479 | 3.5565 | 59.2751 | 0.21162 | 2.3115 | 0.15017 | 1.7 | 2.6581
2007-10-30 08:00 | 0.30024 | 28.8184 | -67.96 | 58.1515 | 0.30866 | 0.55066 | 0.87861 | 0.87861 | 1.7 | 0 | 0.5202 | 0.87861 | 62.6734 | 0 | 0 | 0 | 0.55066 | 0 | 0 | 0.82139 | 0.78032 | 2.5757 | 2.2356 | 1.331 | 0 | 1.331 | 4.8192 | 80.3196 | 0.21168 | 0.96647 | 0.44052 | 1.7 | 2.7862
2007-10-30 09:00 | 0.57281 | 42.212 | -61.0157 | 43.9546 | 0.60312 | 1.076 | 0.10402 | 0.10402 | 0 | 0 | 0 | 0.10402 | 1034.421 | 0 | 0 | 0 | 1.076 | 0.10949 | 0.10402 | 0 | 0 | 1.2447 | 3.4335 | 0.96647 | 0 | 0.96647 | 5.7361 | 95.6009 | 0.21155 | 0.11442 | 0.86077 | 0 | 4.5094
2007-10-30 10:00 | 0.56254 | 54.4164 | -49.0541 | 30.3391 | 0.577 | 1.0294 | 1.7788 | 1.7788 | 1.0652 | 0 | 0.3469 | 1.7788 | 57.8687 | 2.2204e-16 | 0 | 0 | 1.0294 | 0.75115 | 0.71359 | 0 | 0 | 0.27823 | 4.3033 | 0.27823 | 0 | 0.27823 | 6 | 100 | 0.21157 | 1.9567 | 0.8235 | 1.7 | 5.3327
2007-10-30 11:00 | 0.67331 | 63.7115 | -27.017 | 18.6658 | 0.69403 | 1.2382 | 0.82074 | 0.82074 | 0 | 0 | 0 | 0.82074 | 150.859 | 0.37422 | 0 | 0 | 1.2382 | 0.86393 | 0.82074 | 0 | 0 | 0 | 4.5537 | 0 | 0 | 0 | 6 | 100 | 0.21157 | 0.90281 | 0.99053 | 0 | 5.7918
2007-10-30 12:00 | 0.68182 | 66.3656 | 7.2881 | 14.7171 | 0.7019 | 1.2522 | 0.81404 | 0.81404 | 0 | 0 | 0 | 0.81404 | 153.8253 | 0.39531 | 0 | 0 | 1.2522 | 0.85688 | 0.81404 | 0 | 0 | 0 | 4.5537 | 0 | 0 | 0 | 6 | 100 | 0.21157 | 0.89544 | 1.0018 | 0 | 5.8059
2007-10-30 13:00 | 0.47386 | 60.5255 | 37.4857 | 22.9162 | 0.47768 | 0.85219 | 1.7821 | 1.7821 | 0.97254 | 0 | 0.3216 | 1.7821 | 47.8188 | 0 | 0 | 0 | 0.85219 | 0.85219 | 0.80958 | 0 | 0 | 0 | 4.5537 | 0 | 0 | 0 | 6 | 100 | 0.21157 | 1.9603 | 0.68175 | 1.7 | 5.4059
2007-10-30 14:00 | 0.30873 | 49.7328 | 54.7142 | 35.6892 | 0.30852 | 0.5504 | 1.3415 | 1.3415 | 0.81859 | 0 | 0.27957 | 1.3415 | 41.0296 | 0 | 0 | 0 | 0.5504 | 0.5504 | 0.52288 | 0 | 0 | 0 | 4.5537 | 0 | 0 | 0 | 6 | 100 | 0.21157 | 1.4756 | 0.44032 | 1.7 | 5.1041
2007-10-30 15:00 | 0.37909 | 36.9302 | 64.2222 | 49.6115 | 0.38818 | 0.69251 | 1.22 | 1.22 | 0 | 0 | 0 | 1.22 | 56.765 | 0 | 0 | 0 | 0.69251 | 1.2842 | 1.22 | 0 | 0 | 0 | 4.5537 | 0 | 0.59165 | -0.59165 | 5.3764 | 89.6057 | 0.21157 | 1.3419 | 0.554 | 0 | 5.2462
2007-10-30 16:00 | 0.13256 | 23.2682 | 69.9488 | 63.9225 | 0.13238 | 0.23617 | 0.51533 | 0.51533 | 0 | 0 | 0 | 0.51533 | 45.8301 | 0 | 0 | 0 | 0.23617 | 0.54245 | 0.51533 | 0 | 0 | 0.65739 | 3.962 | 0 | 0.30627 | -0.30627 | 5.0535 | 84.225 | 0.21157 | 0.56686 | 0.18894 | 0 | 4.1982
2007-10-30 17:00 | 0.036279 | 9.1865 | 73.6665 | 78.3897 | 0.036268 | 0.064702 | 0.25746 | 0.25746 | 0 | 0 | 0 | 0.25746 | 25.1307 | 0 | 0 | 0 | 0.064702 | 0.27101 | 0.25746 | 0 | 0 | 0.9977 | 3.6558 | 0 | 0.20631 | -0.20631 | 4.836 | 80.6006 | 0.21157 | 0.28321 | 0.051761 | 0 | 3.7205
2007-10-30 18:00 | 0.0012577 | 0 | 76.168 | 90 | 0 | 0 | 0 | 0 | 0 | 0 | 0 | 0 | 0 | 0 | 0 | 0 | 0 | 0 | 0 | 0 | 0 | 1.2269 | 3.4495 | 0 | 0 | 0 | 4.836 | 80.6006 | 0.21157 | 0 | 0 | 0 | 3.4495
2007-10-30 19:00 | 0 | 0 | 77.7979 | 90 | 0 | 0 | 0 | 0 | 0 | 0 | 0 | 0 | 0 | 0 | 0 | 0 | 0 | 0 | 0 | 0 | 0 | 1.2269 | 3.4495 | 0 | 0 | 0 | 4.836 | 80.6006 | 0.21157 | 0 | 0 | 0 | 3.4495
2007-10-30 20:00 | 0 | 0 | 78.6237 | 90 | 0 | 0 | 0.58948 | 0.58948 | 0 | 0 | 0 | 0.58948 | 0 | 0 | 0 | 0 | 0 | 0.6205 | 0.58948 | 0 | 0 | 1.2269 | 3.4495 | 0 | 0.6205 | -0.6205 | 4.182 | 69.6994 | 0.21157 | 0.64843 | 0 | 0 | 3.4495
2007-10-30 21:00 | 0 | 0 | 78.3758 | 90 | 0 | 0 | 1.8415 | 1.8415 | 1.7 | 0 | 0.5202 | 1.8415 | 0 | 0 | 0 | 0 | 0 | 0.14897 | 0.14153 | 0 | 0 | 1.9164 | 2.8289 | 0 | 0.14897 | -0.14897 | 4.0249 | 67.0822 | 0.21157 | 2.0257 | 0 | 1.7 | 2.8289
2007-10-30 22:00 | 0 | 0 | 75.8456 | 90 | 0 | 0 | 0.42857 | 0.42857 | 1.7 | 0 | 0.5202 | 0.42857 | 0 | 0 | 0 | 0 | 0 | 0 | 0 | 1.2714 | 1.2079 | 2.0819 | 2.68 | 1.2079 | 0 | 1.2079 | 5.1708 | 86.1802 | 0.21165 | 0.47142 | 0 | 1.7 | 2.68
2007-10-30 23:00 | 0 | 0 | 64.1153 | 90 | 0 | 0 | 0 | 0 | 0 | 0 | 0 | 0 | 0 | 0 | 0 | 0 | 0 | 0 | 0 | 0 | 0 | 0.87404 | 3.767 | 0 | 0 | 0 | 5.1708 | 86.1802 | 0.21165 | 0 | 0 | 0 | 3.767
2007-10-31 | 0 | 0 | -26.9981 | 90 | 0 | 0 | 0.39656 | 0.39656 | 0 | 0 | 0 | 0.39656 | 0 | 0 | 5.5511e-17 | 0 | 0 | 0.41743 | 0.39656 | 0 | 0 | 0.87404 | 3.767 | 0 | 0.41743 | -0.41743 | 4.7308 | 78.8467 | 0.21165 | 0.43621 | 0 | 0 | 3.767
2007-10-31 01:00 | 0 | 0 | -70.2796 | 90 | 0 | 0 | 0.28242 | 0.28242 | 0 | 0 | 0 | 0.28242 | 0 | 0 | 0 | 0 | 0 | 0.29729 | 0.28242 | 0 | 0 | 1.3379 | 3.3496 | 0 | 0.29729 | -0.29729 | 4.4174 | 73.6239 | 0.21165 | 0.31066 | 0 | 0 | 3.3496
2007-10-31 02:00 | 0 | 0 | -76.7301 | 90 | 0 | 0 | 0.17132 | 0.17132 | 0 | 0 | 0 | 0.17132 | 0 | 0 | 2.7756e-17 | 0 | 0 | 0.18034 | 0.17132 | 0 | 0 | 1.6682 | 3.0523 | 0 | 0.18034 | -0.18034 | 4.2273 | 70.4556 | 0.21165 | 0.18846 | 0 | 0 | 3.0523
2007-10-31 03:00 | 0 | 0 | -78.215 | 90 | 0 | 0 | 0.057267 | 0.057267 | 0 | 0 | 0 | 0.057267 | 0 | 0 | 0 | 0 | 0 | 0.060281 | 0.057267 | 0 | 0 | 1.8686 | 2.872 | 0 | 0.060281 | -0.060281 | 4.1638 | 69.3966 | 0.21165 | 0.062994 | 0 | 0 | 2.872
2007-10-31 04:00 | 0 | 0 | -78.037 | 90 | 0 | 0 | 0.18023 | 0.18023 | 0 | 0 | 0 | 0.18023 | 0 | 0 | 2.7756e-17 | 0 | 0 | 0.18972 | 0.18023 | 0 | 0 | 1.9355 | 2.8117 | 0 | 0.18972 | -0.18972 | 3.9638 | 66.0636 | 0.21165 | 0.19826 | 0 | 0 | 2.8117
2007-10-31 05:00 | 0 | 0 | -76.9137 | 90 | 0 | 0 | 0.15971 | 0.15971 | 0 | 0 | 0 | 0.15971 | 0 | 0 | 0 | 0 | 0 | 0.16811 | 0.15971 | 0 | 0 | 2.1463 | 2.622 | 0 | 0.16811 | -0.16811 | 3.7866 | 63.1101 | 0.21165 | 0.17568 | 0 | 0 | 2.622
2007-10-31 06:00 | 0.0085937 | 0.59809 | -74.9677 | 87.0752 | 0.0091468 | 0.016318 | 0.21757 | 0.21757 | 0 | 0 | 0 | 0.21757 | 7.5002 | 0 | 2.7756e-17 | 0 | 0.016318 | 0.22902 | 0.21757 | 0 | 0 | 2.3331 | 2.4539 | 0 | 0.2127 | -0.2127 | 3.5624 | 59.3734 | 0.21165 | 0.23932 | 0.013054 | 0 | 2.4702
2007-10-31 07:00 | 0.035339 | 14.8082 | -72.0314 | 72.5882 | 0.035227 | 0.062845 | 1.5352 | 1.5352 | 1.7 | 0 | 0.5202 | 1.5352 | 4.0937 | 0 | 0 | 0 | 0.062845 | 0 | 0 | 0.16482 | 0.15658 | 2.5695 | 2.2412 | 0.21942 | 0 | 0.21942 | 3.7706 | 62.8428 | 0.21166 | 1.6887 | 0.050276 | 1.7 | 2.304
2007-10-31 08:00 | 0.28142 | 28.7241 | -67.6157 | 58.1928 | 0.28767 | 0.51321 | 0 | 0 | 1.4526 | 0 | 0.45267 | 0 | 0 | 0 | 0 | 0 | 0.51321 | 0 | 0 | 1.4526 | 1.38 | 2.35 | 2.4387 | 1.8932 | 0 | 1.8932 | 5.5666 | 92.777 | 0.21161 | 0 | 0.41057 | 1.7 | 2.9519
2007-10-31 09:00 | 0.24784 | 42.0773 | -60.6299 | 44.0302 | 0.24745 | 0.44145 | 0.87706 | 0.87706 | 0 | 0 | 0 | 0.87706 | 50.3331 | 0 | 1.1102e-16 | 0 | 0.44145 | 0.92322 | 0.87706 | 0 | 0 | 0.45682 | 4.1425 | 0 | 0.48177 | -0.48177 | 5.0588 | 84.3133 | 0.21161 | 0.96476 | 0.35316 | 0 | 4.584
2007-10-31 10:00 | 0.27717 | 54.2217 | -48.627 | 30.4703 | 0.27642 | 0.49314 | 1.5068 | 1.5068 | 1.7 | 0 | 0.5202 | 1.5068 | 32.7269 | 2.7756e-17 | 0 | 0 | 0.49314 | 0 | 0 | 0.19317 | 0.18351 | 0.99212 | 3.6608 | 0.67665 | 0 | 0.67665 | 5.7007 | 95.0121 | 0.21164 | 1.6575 | 0.39451 | 1.7 | 4.1539
2007-10-31 11:00 | 0.11644 | 63.4355 | -26.6702 | 18.9011 | 0.11594 | 0.20684 | 0 | 0 | 0 | 0 | 0 | 0 | 0 | 0 | 0 | 0 | 0.20684 | 0 | 0 | 0 | 0 | 0.31547 | 4.2698 | 0.20684 | 0 | 0.20684 | 5.897 | 98.2824 | 0.21161 | 0 | 0.16547 | 0 | 4.4766
2007-10-31 12:00 | 0.31032 | 66.0509 | 7.2113 | 15.0284 | 0.30941 | 0.552 | 0.92404 | 0.92404 | 0 | 0 | 0 | 0.92404 | 59.7375 | 0 | 0 | 0 | 0.552 | 0.97267 | 0.92404 | 0 | 0 | 0.10863 | 4.4559 | 0 | 0.42067 | -0.42067 | 5.4535 | 90.892 | 0.21161 | 1.0164 | 0.4416 | 0 | 5.0079
2007-10-31 13:00 | 0.35485 | 60.2711 | 37.1056 | 23.1173 | 0.35456 | 0.63253 | 3.1805 | 3.08 | 1.7 | 0 | 0.5202 | 3.08 | 20.5368 | 2.2204e-16 | 0.10046 | 0.4185 | 0.63253 | 1.4526 | 1.38 | 0 | 0 | 0.57604 | 4.0352 | 0 | 0.8201 | -0.8201 | 4.5891 | 76.4843 | 0.21161 | 3.4985 | 0.50603 | 1.7 | 4.6678
2007-10-31 14:00 | 0.16501 | 49.5489 | 54.3171 | 35.8124 | 0.1644 | 0.29329 | 1.783 | 1.783 | 1.7 | 0 | 0.5202 | 1.783 | 16.4491 | 0 | 0 | 0 | 0.29329 | 0.087362 | 0.082994 | 0 | 0 | 1.4873 | 3.2151 | 0.20592 | 0 | 0.20592 | 4.7844 | 79.7403 | 0.21162 | 1.9613 | 0.23463 | 1.7 | 3.5084
2007-10-31 15:00 | 0.10606 | 36.7955 | 63.8646 | 49.6908 | 0.10566 | 0.18849 | 1.7322 | 1.7322 | 1.7 | 0 | 0.5202 | 1.7322 | 10.8814 | 0 | 0 | 0 | 0.18849 | 0.033928 | 0.032232 | 0 | 0 | 1.2813 | 3.4005 | 0.15456 | 0 | 0.15456 | 4.9311 | 82.1841 | 0.21163 | 1.9055 | 0.15079 | 1.7 | 3.589
2007-10-31 16:00 | 0.14378 | 23.1679 | 69.6225 | 63.9723 | 0.14377 | 0.25649 | 2.0086 | 2.0086 | 1.7 | 0 | 0.5202 | 2.0086 | 12.7697 | 0 | 0 | 0 | 0.25649 | 0.32481 | 0.30857 | 0 | 0 | 1.1268 | 3.5396 | 0 | 0.068318 | -0.068318 | 4.859 | 80.9839 | 0.21163 | 2.2094 | 0.20519 | 1.7 | 3.7961
2007-10-31 17:00 | 0.039361 | 9.1118 | 73.3552 | 78.4163 | 0.039373 | 0.070242 | 1.3867 | 1.3867 | 1.7 | 0 | 0.5202 | 1.3867 | 5.0652 | 0 | 0 | 0 | 0.070242 | 0 | 0 | 0.31325 | 0.29759 | 1.2027 | 3.4713 | 0.36783 | 0 | 0.36783 | 5.208 | 86.7998 | 0.21166 | 1.5254 | 0.056194 | 1.7 | 3.5415
2007-10-31 18:00 | 0.0014037 | 0 | 75.8551 | 90 | 0 | 0 | 0.11208 | 0.11208 | 0 | 0 | 0 | 0.11208 | 0 | 0 | 0 | 0 | 0 | 0.11798 | 0.11208 | 0 | 0 | 0.83485 | 3.8023 | 0 | 0.11798 | -0.11798 | 5.0836 | 84.7272 | 0.21166 | 0.12329 | 0 | 0 | 3.8023
2007-10-31 19:00 | 0 | 0 | 77.4644 | 90 | 0 | 0 | 1.163 | 1.163 | 0 | 0 | 0 | 1.163 | 0 | 0 | 2.2204e-16 | 0 | 0 | 1.2242 | 1.163 | 0 | 0 | 0.96594 | 3.6843 | 0 | 1.2242 | -1.2242 | 3.7932 | 63.2195 | 0.21166 | 1.2793 | 0 | 0 | 3.6843
2007-10-31 20:00 | 0 | 0 | 78.2424 | 90 | 0 | 0 | 0 | 0 | 0 | 0 | 0 | 0 | 0 | 0 | 0 | 0 | 0 | 0 | 0 | 0 | 0 | 2.3262 | 2.4601 | 0 | 0 | 0 | 3.7932 | 63.2195 | 0.21166 | 0 | 0 | 0 | 2.4601
2007-10-31 21:00 | 0 | 0 | 77.8979 | 90 | 0 | 0 | 0.95642 | 0.95642 | 0 | 0 | 0 | 0.95642 | 0 | 0 | 1.1102e-16 | 0 | 0 | 1.0068 | 0.95642 | 0 | 0 | 2.3262 | 2.4601 | 0 | 1.0068 | -1.0068 | 2.732 | 45.5327 | 0.21166 | 1.0521 | 0 | 0 | 2.4601
2007-10-31 22:00 | 0 | 0 | 75.1538 | 90 | 0 | 0 | 0.20681 | 0.20681 | 0 | 0 | 0 | 0.20681 | 0 | 0 | 2.7756e-17 | 0 | 0 | 0.21769 | 0.20681 | 0 | 0 | 3.4448 | 1.4533 | 0 | 0.21769 | -0.21769 | 2.5025 | 41.7082 | 0.21166 | 0.22749 | 0 | 0 | 1.4533
2007-10-31 23:00 | 0 | 0 | 62.8129 | 90 | 0 | 0 | 0.24053 | 0.24053 | 0 | 0 | 0 | 0.24053 | 0 | 0 | 2.7756e-17 | 0 | 0 | 0.25319 | 0.24053 | 0 | 0 | 3.6867 | 1.2357 | 0 | 0.25319 | -0.25319 | 2.2356 | 37.2602 | 0.21166 | 0.26458 | 0 | 0 | 1.2357
2007-11-01 | 0 | 0 | -25.8135 | 90 | 0 | 0 | 0.28567 | 0.28567 | 0 | 0 | 0 | 0.28567 | 0 | 0 | 5.5511e-17 | 0 | 0 | 0.30071 | 0.28567 | 0 | 0 | 3.968 | 0.98247 | 0 | 0.30071 | -0.30071 | 1.9186 | 31.9773 | 0.21166 | 0.31424 | 0 | 0 | 0.98247
2007-11-01 01:00 | 0 | 0 | -69.347 | 90 | 0 | 0 | 0.36577 | 0.36577 | 0 | 0 | 0 | 0.36577 | 0 | 0 | 0 | 0 | 0 | 0.38502 | 0.36577 | 0 | 0 | 4.3021 | 0.68176 | 0 | 0.38502 | -0.38502 | 1.5128 | 25.2132 | 0.21166 | 0.40234 | 0 | 0 | 0.68176
2007-11-01 02:00 | 0 | 0 | -76.1598 | 90 | 0 | 0 | 0.11289 | 0.11289 | 0 | 0 | 0 | 0.11289 | 0 | 0 | 1.3878e-17 | 0 | 0 | 0.11884 | 0.11289 | 0 | 0 | 4.7299 | 0.29674 | 0 | 0.11884 | -0.11884 | 1.3875 | 23.1255 | 0.21166 | 0.12418 | 0 | 0 | 0.29674
2007-11-01 03:00 | 0 | 0 | -77.791 | 90 | 0 | 0 | 0.37849 | 0.37849 | 1.7 | 0 | 0.5202 | 0.37849 | 0 | 0 | 0 | 0 | 0 | 0 | 0 | 1.3215 | 1.2554 | 4.862 | 0.17791 | 1.2554 | 0 | 1.2554 | 2.5785 | 42.9757 | 0.21173 | 0.41634 | 0 | 1.7 | 0.17791
2007-11-01 04:00 | 0 | 0 | -77.6831 | 90 | 0 | 0 | 0.52789 | 0.52789 | 1.7 | 0 | 0.5202 | 0.52789 | 0 | 0 | 0 | 0 | 0 | 0 | 0 | 1.1721 | 1.1135 | 3.6065 | 1.3078 | 1.1135 | 0 | 1.1135 | 3.6349 | 60.5818 | 0.21181 | 0.58068 | 0 | 1.7 | 1.3078
2007-11-01 05:00 | 0 | 0 | -76.5937 | 90 | 0 | 0 | 0 | 0 | 1.4526 | 0 | 0.45267 | 0 | 0 | 0 | 0 | 0 | 0 | 0 | 0 | 1.4526 | 1.38 | 2.493 | 2.31 | 1.38 | 0 | 1.38 | 4.9441 | 82.4014 | 0.21182 | 0 | 0 | 1.7 | 2.31
2007-11-01 06:00 | 0.033878 | 0.55316 | -74.6592 | 87.0728 | 0.14954 | 0.26677 | 0.069045 | 0.069045 | 0 | 0 | 0 | 0.069045 | 386.3765 | 0 | 0 | 0 | 0.26677 | 0.072679 | 0.069045 | 0 | 0 | 1.113 | 3.552 | 0.1941 | 0 | 0.1941 | 5.1282 | 85.4703 | 0.21179 | 0.07595 | 0.21342 | 0 | 3.8187
2007-11-01 07:00 | 0.26726 | 14.7404 | -71.7167 | 72.6076 | 0.31111 | 0.55501 | 2.8624 | 2.8624 | 1.7 | 0 | 0.5202 | 2.8624 | 19.3899 | 0 | 0 | 0.068617 | 0.55501 | 1.2236 | 1.1624 | 0 | 0 | 0.91894 | 3.7266 | 0 | 0.66854 | -0.66854 | 4.4235 | 73.7253 | 0.21179 | 3.1486 | 0.44401 | 1.7 | 4.2817
2007-11-01 08:00 | 0.49532 | 28.6273 | -67.2779 | 58.2377 | 0.54104 | 0.96522 | 1.5071 | 1.5071 | 1.7 | 0 | 0.5202 | 1.5071 | 64.046 | 0 | 0 | 0 | 0.96522 | 0 | 0 | 0.19293 | 0.18328 | 1.6618 | 3.0581 | 1.1485 | 0 | 1.1485 | 5.5131 | 91.8846 | 0.21185 | 1.6578 | 0.77217 | 1.7 | 4.0233
2007-11-01 09:00 | 0.81207 | 41.9404 | -60.253 | 44.1095 | 0.87054 | 1.553 | 1.7027 | 1.7027 | 0.71491 | 0 | 0.25127 | 1.7027 | 91.2103 | 0 | 0 | 0 | 1.553 | 1.0398 | 0.9878 | 0 | 0 | 0.51326 | 4.0918 | 0.51326 | 0 | 0.51326 | 6 | 100 | 0.21184 | 1.873 | 1.2424 | 1.7 | 5.6448
2007-11-01 10:00 | 0.92991 | 54.0257 | -48.2132 | 30.6049 | 0.98688 | 1.7606 | 2.3566 | 2.3566 | 0.9766 | 0 | 0.32271 | 2.3566 | 74.7086 | 0.30796 | 0 | 0 | 1.7606 | 1.4526 | 1.38 | 0 | 0 | 0 | 4.5537 | 0 | 0 | 0 | 6 | 100 | 0.21184 | 2.5923 | 1.4085 | 1.7 | 6.3143
2007-11-01 11:00 | 0.76458 | 63.1611 | -26.3409 | 19.1373 | 0.79809 | 1.4238 | 0 | 0 | 0 | 0 | 0 | 0 | 0 | 1.4238 | 0 | 0 | 1.4238 | 0 | 0 | 0 | 0 | 0 | 4.5537 | 0 | 0 | 0 | 6 | 100 | 0.21184 | 0 | 1.139 | 0 | 5.9775
2007-11-01 12:00 | 0.84864 | 65.7409 | 7.1298 | 15.335 | 0.89051 | 1.5887 | 1.101 | 1.101 | 0 | 0 | 0 | 1.101 | 144.2933 | 0.42972 | 0 | 0 | 1.5887 | 1.1589 | 1.101 | 0 | 0 | 0 | 4.5537 | 0 | 0 | 0 | 6 | 100 | 0.21184 | 1.2111 | 1.2709 | 0 | 6.1424
2007-11-01 13:00 | 0.78823 | 60.021 | 36.7316 | 23.3156 | 0.82743 | 1.4761 | 0.074952 | 0.074952 | 0 | 0 | 0 | 0.074952 | 1969.458 | 1.3972 | 0 | 0 | 1.4761 | 0.078896 | 0.074952 | 0 | 0 | 0 | 4.5537 | 0 | 0 | 0 | 6 | 100 | 0.21184 | 0.082447 | 1.1809 | 0 | 6.0298
2007-11-01 14:00 | 0.74323 | 49.3687 | 53.9256 | 35.9331 | 0.78811 | 1.406 | 0.72775 | 0.72775 | 0 | 0 | 0 | 0.72775 | 193.1987 | 0.63995 | 0 | 0 | 1.406 | 0.76605 | 0.72775 | 0 | 0 | 0 | 4.5537 | 0 | 0 | 0 | 6 | 100 | 0.21184 | 0.80052 | 1.1248 | 0 | 5.9597
2007-11-01 15:00 | 0.57605 | 36.6646 | 63.5116 | 49.7674 | 0.6178 | 1.1022 | 0 | 0 | 0 | 0 | 0 | 0 | 0 | 1.1022 | 0 | 0 | 1.1022 | 0 | 0 | 0 | 0 | 0 | 4.5537 | 0 | 0 | 0 | 6 | 100 | 0.21184 | 0 | 0.88173 | 0 | 5.6558
2007-11-01 16:00 | 0.34488 | 23.0712 | 69.3002 | 64.0192 | 0.37673 | 0.67208 | 0.25847 | 0.25847 | 0 | 0 | 0 | 0.25847 | 260.0276 | 0.40001 | 0 | 0 | 0.67208 | 0.27207 | 0.25847 | 0 | 0 | 0 | 4.5537 | 0 | 0 | 0 | 6 | 100 | 0.21184 | 0.28431 | 0.53767 | 0 | 5.2258
2007-11-01 17:00 | 0.14892 | 9.041 | 73.0478 | 78.4397 | 0.18447 | 0.32909 | 1.0897 | 1.0897 | 0 | 0 | 0 | 1.0897 | 30.1989 | 0 | 0 | 0 | 0.32909 | 1.1471 | 1.0897 | 0 | 0 | 0 | 4.5537 | 0 | 0.81801 | -0.81801 | 5.1378 | 85.629 | 0.21184 | 1.1987 | 0.26327 | 0 | 4.8828
2007-11-01 18:00 | 0.0016311 | 0 | 75.5461 | 90 | 0 | 0 | 2.5893 | 2.5893 | 1.7 | 0 | 0.5202 | 2.5893 | 0 | 0 | 0 | 0 | 0 | 0.93606 | 0.88926 | 0 | 0 | 0.9089 | 3.7357 | 0 | 0.93606 | -0.93606 | 4.1511 | 69.1842 | 0.21184 | 2.8482 | 0 | 1.7 | 3.7357
2007-11-01 19:00 | 0 | 0 | 77.135 | 90 | 0 | 0 | 2.7525 | 2.7525 | 1.7 | 0 | 0.5202 | 2.7525 | 0 | 0 | 4.4409e-16 | 0 | 0 | 1.1079 | 1.0525 | 0 | 0 | 1.949 | 2.7996 | 0 | 1.1079 | -1.1079 | 2.9832 | 49.7198 | 0.21184 | 3.0278 | 0 | 1.7 | 2.7996
2007-11-01 20:00 | 0 | 0 | 77.8662 | 90 | 0 | 0 | 1.3103 | 1.3103 | 1.7 | 0 | 0.5202 | 1.3103 | 0 | 0 | 0 | 0 | 0 | 0 | 0 | 0.38971 | 0.37023 | 3.18 | 1.6917 | 0.37023 | 0 | 0.37023 | 3.3344 | 55.5736 | 0.21186 | 1.4413 | 0 | 1.7 | 1.6917
2007-11-01 21:00 | 0 | 0 | 77.4269 | 90 | 0 | 0 | 1.9926 | 1.9926 | 1.7 | 0 | 0.5202 | 1.9926 | 0 | 0 | 0 | 0 | 0 | 0.30796 | 0.29256 | 0 | 0 | 2.8098 | 2.0249 | 0 | 0.30796 | -0.30796 | 3.0098 | 50.1634 | 0.21186 | 2.1918 | 0 | 1.7 | 2.0249
2007-11-01 22:00 | 0 | 0 | 74.4746 | 90 | 0 | 0 | 0.17704 | 0.17704 | 1.6297 | 0 | 0.501 | 0.17704 | 0 | 2.2204e-16 | 0 | 0 | 0 | 0 | 0 | 1.4526 | 1.38 | 3.1519 | 1.7169 | 1.38 | 0 | 1.38 | 4.319 | 71.9831 | 0.21191 | 0.19475 | 0 | 1.7 | 1.7169
2007-11-01 23:00 | 0 | 0 | 61.558 | 90 | 0 | 0 | 0.50184 | 0.50184 | 1.7 | 0 | 0.5202 | 0.50184 | 0 | 0 | 0 | 0 | 0 | 0 | 0 | 1.1982 | 1.1382 | 1.7719 | 2.9589 | 1.1382 | 0 | 1.1382 | 5.3988 | 89.9804 | 0.21199 | 0.55203 | 0 | 1.7 | 2.9589
2007-11-02 | 0 | 0 | -24.7153 | 90 | 0 | 0 | 0.093999 | 0.093999 | 0 | 0 | 0 | 0.093999 | 0 | 0 | 1.3878e-17 | 0 | 0 | 0.098946 | 0.093999 | 0 | 0 | 0.6337 | 3.9834 | 0 | 0.098946 | -0.098946 | 5.2945 | 88.242 | 0.21199 | 0.1034 | 0 | 0 | 3.9834
2007-11-02 01:00 | 0 | 0 | -68.4337 | 90 | 0 | 0 | 0.36102 | 0.36102 | 0 | 0 | 0 | 0.36102 | 0 | 0 | 5.5511e-17 | 0 | 0 | 0.38002 | 0.36102 | 0 | 0 | 0.74364 | 3.8844 | 0 | 0.38002 | -0.38002 | 4.894 | 81.5658 | 0.21199 | 0.39712 | 0 | 0 | 3.8844
2007-11-02 02:00 | 0 | 0 | -75.5983 | 90 | 0 | 0 | 0.13248 | 0.13248 | 0 | 0 | 0 | 0.13248 | 0 | 0 | 0 | 0 | 0 | 0.13945 | 0.13248 | 0 | 0 | 1.1659 | 3.5044 | 0 | 0.13945 | -0.13945 | 4.747 | 79.116 | 0.21199 | 0.14572 | 0 | 0 | 3.5044
2007-11-02 03:00 | 0 | 0 | -77.3731 | 90 | 0 | 0 | 0.62239 | 0.62239 | 0 | 0 | 0 | 0.62239 | 0 | 0 | 1.1102e-16 | 0 | 0 | 0.65515 | 0.62239 | 0 | 0 | 1.3208 | 3.3649 | 0 | 0.65515 | -0.65515 | 4.0564 | 67.6062 | 0.21199 | 0.68463 | 0 | 0 | 3.3649
2007-11-02 04:00 | 0 | 0 | -77.3345 | 90 | 0 | 0 | 0.34234 | 0.34234 | 0 | 0 | 0 | 0.34234 | 0 | 0 | 5.5511e-17 | 0 | 0 | 0.36036 | 0.34234 | 0 | 0 | 2.0488 | 2.7098 | 0 | 0.36036 | -0.36036 | 3.6765 | 61.2754 | 0.21199 | 0.37657 | 0 | 0 | 2.7098
2007-11-02 05:00 | 0 | 0 | -76.2786 | 90 | 0 | 0 | 0.30526 | 0.30526 | 0 | 0 | 0 | 0.30526 | 0 | 0 | 0 | 0 | 0 | 0.32133 | 0.30526 | 0 | 0 | 2.4492 | 2.3494 | 0 | 0.32133 | -0.32133 | 3.3378 | 55.6303 | 0.21199 | 0.33579 | 0 | 0 | 2.3494
2007-11-02 06:00 | 0.020792 | 0.50572 | -74.3556 | 87.0737 | 0.042093 | 0.075094 | 0.17369 | 0.17369 | 0 | 0 | 0 | 0.17369 | 43.2344 | 0 | 0 | 0 | 0.075094 | 0.18283 | 0.17369 | 0 | 0 | 2.8062 | 2.0281 | 0 | 0.10774 | -0.10774 | 3.2243 | 53.7375 | 0.21199 | 0.19106 | 0.060076 | 0 | 2.1032
2007-11-02 07:00 | 0.21263 | 14.67 | -71.4075 | 72.6303 | 0.24 | 0.42816 | 1.1167 | 1.1167 | 0 | 0 | 0 | 1.1167 | 38.3401 | 0 | 2.2204e-16 | 0 | 0.42816 | 1.1755 | 1.1167 | 0 | 0 | 2.9259 | 1.9204 | 0 | 0.74736 | -0.74736 | 2.4365 | 40.6078 | 0.21199 | 1.2284 | 0.34253 | 0 | 2.3485
2007-11-02 08:00 | 0.46921 | 28.5281 | -66.9468 | 58.286 | 0.51181 | 0.91307 | 0 | 0 | 0 | 0 | 0 | 0 | 0 | 0 | 0 | 0 | 0.91307 | 0 | 0 | 0 | 0 | 3.7563 | 1.173 | 0.91307 | 0 | 0.91307 | 3.3027 | 55.0446 | 0.21187 | 0 | 0.73045 | 0 | 2.0861
2007-11-02 09:00 | 0.68785 | 41.8014 | -59.885 | 44.1923 | 0.73661 | 1.3141 | 0.31695 | 0.31695 | 0 | 0 | 0 | 0.31695 | 414.6111 | 0 | 0 | 0 | 1.3141 | 0.33363 | 0.31695 | 0 | 0 | 2.8432 | 1.9948 | 0.98048 | 0 | 0.98048 | 4.2328 | 70.5473 | 0.21174 | 0.34864 | 1.0513 | 0 | 3.3089
2007-11-02 10:00 | 0.92246 | 53.8288 | -47.8126 | 30.7426 | 0.97993 | 1.7482 | 1.1401 | 1.1401 | 0 | 0 | 0 | 1.1401 | 153.3409 | 0 | 0 | 0 | 1.7482 | 1.2001 | 1.1401 | 0 | 0 | 1.8628 | 2.8772 | 0.54812 | 0 | 0.54812 | 4.7528 | 79.2138 | 0.21166 | 1.2541 | 1.3986 | 0 | 4.6254
2007-11-02 11:00 | 0.81782 | 62.8885 | -26.0285 | 19.3741 | 0.85879 | 1.5321 | 0.14356 | 0.14356 | 0 | 0 | 0 | 0.14356 | 1067.208 | 0.066336 | 0 | 0 | 1.5321 | 0.15112 | 0.14356 | 0 | 0 | 1.3146 | 3.3705 | 1.3146 | 0 | 1.3146 | 6 | 100 | 0.21149 | 0.15792 | 1.2257 | 0 | 4.9026
2007-11-02 12:00 | 0.7252 | 65.4357 | 7.0438 | 15.6368 | 0.75231 | 1.3421 | 0.12674 | 0.12674 | 0 | 0 | 0 | 0.12674 | 1058.986 | 1.2087 | 0 | 0 | 1.3421 | 0.13341 | 0.12674 | 0 | 0 | 0 | 4.5537 | 0 | 0 | 0 | 6 | 100 | 0.21149 | 0.13941 | 1.0737 | 0 | 5.8958
2007-11-02 13:00 | 0.81686 | 59.7754 | 36.3634 | 23.5108 | 0.86036 | 1.5349 | 1.2218 | 1.2218 | 0 | 0 | 0 | 1.2218 | 125.6279 | 0.24881 | 0 | 0 | 1.5349 | 1.2861 | 1.2218 | 0 | 0 | 0 | 4.5537 | 0 | 0 | 0 | 6 | 100 | 0.21149 | 1.3439 | 1.2279 | 0 | 6.0886
2007-11-02 14:00 | 0.92018 | 49.1925 | 53.5398 | 36.051 | 0.98103 | 1.7502 | 2.3553 | 2.3553 | 0.97532 | 0 | 0.32236 | 2.3553 | 74.3067 | 0.29753 | 0 | 0 | 1.7502 | 1.4526 | 1.38 | 0 | 0 | 0 | 4.5537 | 0 | 0 | 0 | 6 | 100 | 0.21149 | 2.5909 | 1.4001 | 1.7 | 6.3039
2007-11-02 15:00 | 0.71865 | 36.5374 | 63.1632 | 49.841 | 0.77649 | 1.3853 | 1.8045 | 1.8045 | 0.48853 | 0 | 0.18947 | 1.8045 | 76.7657 | 0 | 0 | 0 | 1.3853 | 1.3853 | 1.316 | 0 | 0 | 0 | 4.5537 | 0 | 0 | 0 | 6 | 100 | 0.21149 | 1.985 | 1.1082 | 1.7 | 5.9389
2007-11-02 16:00 | 0.39536 | 22.9784 | 68.982 | 64.063 | 0.43925 | 0.78362 | 1.4559 | 1.4559 | 0.71151 | 0 | 0.25034 | 1.4559 | 53.822 | 0 | 0 | 0 | 0.78362 | 0.78362 | 0.74444 | 0 | 0 | 0 | 4.5537 | 0 | 0 | 0 | 6 | 100 | 0.21149 | 1.6015 | 0.6269 | 1.7 | 5.3373
2007-11-02 17:00 | 0.15191 | 8.974 | 72.7442 | 78.4599 | 0.19014 | 0.33921 | 1.4782 | 1.4782 | 1.1559 | 0 | 0.37167 | 1.4782 | 22.9477 | 1.1102e-16 | 0 | 0 | 0.33921 | 0.33921 | 0.32225 | 0 | 0 | 0 | 4.5537 | 0 | 0 | 0 | 6 | 100 | 0.21149 | 1.626 | 0.27137 | 1.7 | 4.8929
2007-11-02 18:00 | 0.0016682 | 0 | 75.241 | 90 | 0 | 0 | 0.54185 | 0.54185 | 0 | 0 | 0 | 0.54185 | 0 | 0 | 0 | 0 | 0 | 0.57036 | 0.54185 | 0 | 0 | 0 | 4.5537 | 0 | 0.57036 | -0.57036 | 5.3988 | 89.9797 | 0.21149 | 0.59603 | 0 | 0 | 4.5537
2007-11-02 19:00 | 0 | 0 | 76.81 | 90 | 0 | 0 | 1.5562 | 1.5562 | 1.7 | 0 | 0.5202 | 1.5562 | 0 | 0 | 0 | 0 | 0 | 0 | 0 | 0.14377 | 0.13658 | 0.63374 | 3.9833 | 0.13658 | 0 | 0.13658 | 5.5284 | 92.1392 | 0.2115 | 1.7119 | 0 | 1.7 | 3.9833
2007-11-02 20:00 | 0 | 0 | 77.4953 | 90 | 0 | 0 | 1.4994 | 1.4994 | 1.7 | 0 | 0.5202 | 1.4994 | 0 | 0 | 0 | 0 | 0 | 0 | 0 | 0.20057 | 0.19054 | 0.49716 | 4.1062 | 0.19054 | 0 | 0.19054 | 5.7091 | 95.1519 | 0.21151 | 1.6494 | 0 | 1.7 | 4.1062
2007-11-02 21:00 | 0 | 0 | 76.9633 | 90 | 0 | 0 | 2.7091 | 2.7091 | 1.7 | 0 | 0.5202 | 2.7091 | 0 | 0 | 0 | 0 | 0 | 1.0622 | 1.0091 | 0 | 0 | 0.30662 | 4.2777 | 0 | 1.0622 | -1.0622 | 4.5895 | 76.4912 | 0.21151 | 2.98 | 0 | 1.7 | 4.2777
2007-11-02 22:00 | 0 | 0 | 73.8085 | 90 | 0 | 0 | 0.10294 | 0.10294 | 1.5556 | 0 | 0.48077 | 0.10294 | 0 | 2.2204e-16 | 0 | 0 | 0 | 0 | 0 | 1.4526 | 1.38 | 1.4868 | 3.2155 | 1.38 | 0 | 1.38 | 5.8987 | 98.3109 | 0.21154 | 0.11323 | 0 | 1.7 | 3.2155
2007-11-02 23:00 | 0 | 0 | 60.3509 | 90 | 0 | 0 | 0.12218 | 0.12218 | 0 | 0 | 0 | 0.12218 | 0 | 0 | 0 | 0 | 0 | 0.12861 | 0.12218 | 0 | 0 | 0.10683 | 4.4575 | 0 | 0.12861 | -0.12861 | 5.7631 | 96.0514 | 0.21154 | 0.1344 | 0 | 0 | 4.4575
2007-11-03 | 0 | 0 | -23.6921 | 90 | 0 | 0 | 0.11233 | 0.11233 | 0 | 0 | 0 | 0.11233 | 0 | 0 | 1.3878e-17 | 0 | 0 | 0.11824 | 0.11233 | 0 | 0 | 0.24973 | 4.3289 | 0 | 0.11824 | -0.11824 | 5.6385 | 93.9742 | 0.21154 | 0.12356 | 0 | 0 | 4.3289
2007-11-03 01:00 | 0 | 0 | -67.5396 | 90 | 0 | 0 | 0.6257 | 0.6257 | 0 | 0 | 0 | 0.6257 | 0 | 0 | 1.1102e-16 | 0 | 0 | 0.65864 | 0.6257 | 0 | 0 | 0.38111 | 4.2107 | 0 | 0.65864 | -0.65864 | 4.9442 | 82.4032 | 0.21154 | 0.68827 | 0 | 0 | 4.2107
2007-11-03 02:00 | 0 | 0 | -75.0455 | 90 | 0 | 0 | 0.14233 | 0.14233 | 0 | 0 | 0 | 0.14233 | 0 | 0 | 0 | 0 | 0 | 0.14982 | 0.14233 | 0 | 0 | 1.1129 | 3.5521 | 0 | 0.14982 | -0.14982 | 4.7863 | 79.771 | 0.21154 | 0.15657 | 0 | 0 | 3.5521
2007-11-03 03:00 | 0 | 0 | -76.9614 | 90 | 0 | 0 | 0.050208 | 0.050208 | 0 | 0 | 0 | 0.050208 | 0 | 0 | 6.9389e-18 | 0 | 0 | 0.05285 | 0.050208 | 0 | 0 | 1.2794 | 3.4022 | 0 | 0.05285 | -0.05285 | 4.7306 | 78.8425 | 0.21154 | 0.055229 | 0 | 0 | 3.4022
2007-11-03 04:00 | 0 | 0 | -76.991 | 90 | 0 | 0 | 0 | 0 | 0 | 0 | 0 | 0 | 0 | 0 | 0 | 0 | 0 | 0 | 0 | 0 | 0 | 1.3381 | 3.3494 | 0 | 0 | 0 | 4.7306 | 78.8425 | 0.21154 | 0 | 0 | 0 | 3.3494
2007-11-03 05:00 | 0 | 0 | -75.9684 | 90 | 0 | 0 | 0.09674 | 0.09674 | 0 | 0 | 0 | 0.09674 | 0 | 0 | 1.3878e-17 | 0 | 0 | 0.10183 | 0.09674 | 0 | 0 | 1.3381 | 3.3494 | 0 | 0.10183 | -0.10183 | 4.6232 | 77.0535 | 0.21154 | 0.10641 | 0 | 0 | 3.3494
2007-11-03 06:00 | 0.034128 | 0.45579 | -74.057 | 87.0779 | 0.15495 | 0.27643 | 0.15033 | 0.15033 | 0 | 0 | 0 | 0.15033 | 183.8872 | 0 | 0 | 0 | 0.27643 | 0.15824 | 0.15033 | 0 | 0 | 1.4513 | 3.2476 | 0.11819 | 0 | 0.11819 | 4.7353 | 78.9223 | 0.21153 | 0.16536 | 0.22114 | 0 | 3.524
2007-11-03 07:00 | 0.24614 | 14.5972 | -71.1038 | 72.6565 | 0.28636 | 0.51087 | 0 | 0 | 0 | 0 | 0 | 0 | 0 | 0 | 0 | 0 | 0.51087 | 0 | 0 | 0 | 0 | 1.3331 | 3.3539 | 0.51087 | 0 | 0.51087 | 5.22 | 86.9999 | 0.21146 | 0 | 0.4087 | 0 | 3.8648
2007-11-03 08:00 | 0.5527 | 28.4265 | -66.6224 | 58.3377 | 0.60717 | 1.0832 | 0 | 0 | 0 | 0 | 0 | 0 | 0 | 0.26098 | 0 | 0 | 1.0832 | 0 | 0 | 0 | 0 | 0.8222 | 3.8137 | 0.8222 | 0 | 0.8222 | 6 | 100 | 0.21135 | 0 | 0.86655 | 0 | 4.8969
2007-11-03 09:00 | 0.77521 | 41.6605 | -59.526 | 44.2784 | 0.83278 | 1.4857 | 0.33199 | 0.33199 | 0 | 0 | 0 | 0.33199 | 447.5055 | 1.1362 | 0 | 0 | 1.4857 | 0.34946 | 0.33199 | 0 | 0 | 0 | 4.5537 | 0 | 0 | 0 | 6 | 100 | 0.21135 | 0.36519 | 1.1885 | 0 | 6.0394
2007-11-03 10:00 | 0.99795 | 53.6311 | -47.4252 | 30.8833 | 1.0619 | 1.8944 | 0.46773 | 0.46773 | 0 | 0 | 0 | 0.46773 | 405.0172 | 1.402 | 0 | 0 | 1.8944 | 0.49235 | 0.46773 | 0 | 0 | 0 | 4.5537 | 0 | 0 | 0 | 6 | 100 | 0.21135 | 0.51451 | 1.5155 | 0 | 6.4481
2007-11-03 11:00 | 1.0331 | 62.6178 | -25.7327 | 19.6112 | 1.0938 | 1.9513 | 2.7545 | 2.7545 | 1.3745 | 0 | 0.43133 | 2.7545 | 70.843 | 0.49871 | 0 | 0 | 1.9513 | 1.4526 | 1.38 | 0 | 0 | 0 | 4.5537 | 0 | 0 | 0 | 6 | 100 | 0.21135 | 3.0299 | 1.5611 | 1.7 | 6.505
2007-11-03 12:00 | 1.0743 | 65.1354 | 6.9534 | 15.9338 | 1.1366 | 2.0277 | 0 | 0 | 0 | 0 | 0 | 0 | 0 | 2.0277 | 0 | 0 | 2.0277 | 0 | 0 | 0 | 0 | 0 | 4.5537 | 0 | 0 | 0 | 6 | 100 | 0.21135 | 0 | 1.6221 | 0 | 6.5814
2007-11-03 13:00 | 1.0767 | 59.5345 | 36.0008 | 23.7029 | 1.1421 | 2.0376 | 0.12337 | 0.12337 | 0 | 0 | 0 | 0.12337 | 1651.655 | 1.9077 | 0 | 0 | 2.0376 | 0.12986 | 0.12337 | 0 | 0 | 0 | 4.5537 | 0 | 0 | 0 | 6 | 100 | 0.21135 | 0.1357 | 1.6301 | 0 | 6.5913
2007-11-03 14:00 | 0.86552 | 49.0202 | 53.1596 | 36.166 | 0.92331 | 1.6472 | 2.5775 | 2.5775 | 1.1975 | 0 | 0.38303 | 2.5775 | 63.9057 | 0.19456 | 0 | 0 | 1.6472 | 1.4526 | 1.38 | 0 | 0 | 0 | 4.5537 | 0 | 0 | 0 | 6 | 100 | 0.21135 | 2.8353 | 1.3178 | 1.7 | 6.2009
2007-11-03 15:00 | 0.70264 | 36.414 | 62.8194 | 49.9117 | 0.7601 | 1.356 | 0.13957 | 0.13957 | 0 | 0 | 0 | 0.13957 | 971.5485 | 1.2091 | 0 | 0 | 1.356 | 0.14692 | 0.13957 | 0 | 0 | 0 | 4.5537 | 0 | 0 | 0 | 6 | 100 | 0.21135 | 0.15353 | 1.0848 | 0 | 5.9097
2007-11-03 16:00 | 0.45566 | 22.8894 | 68.6679 | 64.1037 | 0.50937 | 0.90871 | 1.463 | 1.463 | 0.59975 | 0 | 0.21983 | 1.463 | 62.1115 | 1.1102e-16 | 0 | 0 | 0.90871 | 0.90871 | 0.86327 | 0 | 0 | 0 | 4.5537 | 0 | 0 | 0 | 6 | 100 | 0.21135 | 1.6093 | 0.72697 | 1.7 | 5.4624
2007-11-03 17:00 | 0.15948 | 8.911 | 72.4445 | 78.477 | 0.20232 | 0.36095 | 0.39652 | 0.39652 | 0 | 0 | 0 | 0.39652 | 91.0293 | 0 | 0 | 0 | 0.36095 | 0.41739 | 0.39652 | 0 | 0 | 0 | 4.5537 | 0 | 0.05644 | -0.05644 | 5.9405 | 99.0084 | 0.21135 | 0.43617 | 0.28876 | 0 | 4.9146
2007-11-03 18:00 | 0.0013928 | 0 | 74.9399 | 90 | 0 | 0 | 0 | 0 | 0 | 0 | 0 | 0 | 0 | 0 | 0 | 0 | 0 | 0 | 0 | 0 | 0 | 0.062711 | 4.4972 | 0 | 0 | 0 | 5.9405 | 99.0084 | 0.21135 | 0 | 0 | 0 | 4.4972
2007-11-03 19:00 | 0 | 0 | 76.4894 | 90 | 0 | 0 | 0 | 0 | 0 | 0 | 0 | 0 | 0 | 0 | 0 | 0 | 0 | 0 | 0 | 0 | 0 | 0.062711 | 4.4972 | 0 | 0 | 0 | 5.9405 | 99.0084 | 0.21135 | 0 | 0 | 0 | 4.4972
2007-11-03 20:00 | 0 | 0 | 77.1298 | 90 | 0 | 0 | 1.0169 | 1.0169 | 0 | 0 | 0 | 1.0169 | 0 | 0 | 0 | 0 | 0 | 1.0705 | 1.0169 | 0 | 0 | 0.062711 | 4.4972 | 0 | 1.0705 | -1.0705 | 4.8122 | 80.2024 | 0.21135 | 1.1186 | 0 | 0 | 4.4972
2007-11-03 21:00 | 0 | 0 | 76.5072 | 90 | 0 | 0 | 1.8112 | 1.8112 | 1.7 | 0 | 0.5202 | 1.8112 | 0 | 0 | 0 | 0 | 0 | 0.11703 | 0.11118 | 0 | 0 | 1.2521 | 3.4268 | 0 | 0.11703 | -0.11703 | 4.6888 | 78.1463 | 0.21135 | 1.9923 | 0 | 1.7 | 3.4268
2007-11-03 22:00 | 0 | 0 | 73.1559 | 90 | 0 | 0 | 0.097562 | 0.097562 | 1.5502 | 0 | 0.4793 | 0.097562 | 0 | 2.2204e-16 | 0 | 0 | 0 | 0 | 0 | 1.4526 | 1.38 | 1.3822 | 3.3098 | 1.38 | 0 | 1.38 | 5.998 | 99.966 | 0.21138 | 0.10732 | 0 | 1.7 | 3.3098
2007-11-03 23:00 | 0 | 0 | 59.192 | 90 | 0 | 0 | 0.27664 | 0.27664 | 0 | 0 | 0 | 0.27664 | 0 | 0 | 5.5511e-17 | 0 | 0 | 0.2912 | 0.27664 | 0 | 0 | 0.0021518 | 4.5518 | 0 | 0.2912 | -0.2912 | 5.691 | 94.8501 | 0.21138 | 0.3043 | 0 | 0 | 4.5518
2007-11-04 | 0 | 0 | -22.7344 | 90 | 0 | 0 | 0 | 0 | 0 | 0 | 0 | 0 | 0 | 0 | 0 | 0 | 0 | 0 | 0 | 0 | 0 | 0.32571 | 4.2606 | 0 | 0 | 0 | 5.691 | 94.8501 | 0.21138 | 0 | 0 | 0 | 4.2606
2007-11-04 01:00 | 0 | 0 | -66.6645 | 90 | 0 | 0 | 0.2825 | 0.2825 | 0 | 0 | 0 | 0.2825 | 0 | 0 | 5.5511e-17 | 0 | 0 | 0.29737 | 0.2825 | 0 | 0 | 0.32571 | 4.2606 | 0 | 0.29737 | -0.29737 | 5.3776 | 89.626 | 0.21138 | 0.31075 | 0 | 0 | 4.2606
2007-11-04 02:00 | 0 | 0 | -74.5016 | 90 | 0 | 0 | 0.18497 | 0.18497 | 0 | 0 | 0 | 0.18497 | 0 | 0 | 0 | 0 | 0 | 0.1947 | 0.18497 | 0 | 0 | 0.65611 | 3.9632 | 0 | 0.1947 | -0.1947 | 5.1723 | 86.2055 | 0.21138 | 0.20346 | 0 | 0 | 3.9632
2007-11-04 03:00 | 0 | 0 | -76.556 | 90 | 0 | 0 | 0.82629 | 0.82629 | 0 | 0 | 0 | 0.82629 | 0 | 0 | 1.1102e-16 | 0 | 0 | 0.86978 | 0.82629 | 0 | 0 | 0.87245 | 3.7685 | 0 | 0.86978 | -0.86978 | 4.2555 | 70.9251 | 0.21138 | 0.90892 | 0 | 0 | 3.7685
2007-11-04 04:00 | 0 | 0 | -76.6529 | 90 | 0 | 0 | 0.87436 | 0.87436 | 0 | 0 | 0 | 0.87436 | 0 | 0 | 1.1102e-16 | 0 | 0 | 0.92038 | 0.87436 | 0 | 0 | 1.8389 | 2.8987 | 0 | 0.92038 | -0.92038 | 3.2854 | 54.7558 | 0.21138 | 0.96179 | 0 | 0 | 2.8987
2007-11-04 05:00 | 0 | 0 | -75.6632 | 90 | 0 | 0 | 0.13359 | 0.13359 | 0 | 0 | 0 | 0.13359 | 0 | 0 | 2.7756e-17 | 0 | 0 | 0.14062 | 0.13359 | 0 | 0 | 2.8615 | 1.9783 | 0 | 0.14062 | -0.14062 | 3.1371 | 52.2853 | 0.21138 | 0.14695 | 0 | 0 | 1.9783
2007-11-04 06:00 | 0.031446 | 0.40339 | -73.7636 | 87.0854 | 0.13443 | 0.23982 | 0.3311 | 0.3311 | 0 | 0 | 0 | 0.3311 | 72.431 | 0 | 0 | 0 | 0.23982 | 0.34852 | 0.3311 | 0 | 0 | 3.0178 | 1.8377 | 0 | 0.10871 | -0.10871 | 3.0225 | 50.3755 | 0.21138 | 0.36421 | 0.19185 | 0 | 2.0775
2007-11-04 07:00 | 0.21296 | 14.522 | -70.8058 | 72.686 | 0.24219 | 0.43206 | 1.4658 | 1.4658 | 1.7 | 0 | 0.5202 | 1.4658 | 29.4755 | 0 | 0 | 0 | 0.43206 | 0 | 0 | 0.23417 | 0.22246 | 3.1385 | 1.729 | 0.65452 | 0 | 0.65452 | 3.6435 | 60.7243 | 0.21142 | 1.6124 | 0.34565 | 1.7 | 2.1611
2007-11-04 08:00 | 0.3886 | 28.3227 | -66.3049 | 58.3929 | 0.41628 | 0.74265 | 0 | 0 | 1.4526 | 0 | 0.45267 | 0 | 0 | 0 | 0 | 0 | 0.74265 | 0 | 0 | 1.4526 | 1.38 | 2.484 | 2.3181 | 2.1226 | 0 | 2.1226 | 5.6572 | 94.2863 | 0.21133 | 0 | 0.59412 | 1.7 | 3.0607
2007-11-04 09:00 | 0.67308 | 41.5178 | -59.1761 | 44.3679 | 0.722 | 1.288 | 1.1699 | 1.1699 | 0 | 0 | 0 | 1.1699 | 110.0987 | 0 | 0 | 0 | 1.288 | 1.2315 | 1.1699 | 0 | 0 | 0.36137 | 4.2285 | 0.056571 | 0 | 0.056571 | 5.7109 | 95.1807 | 0.21132 | 1.2869 | 1.0304 | 0 | 5.5165
2007-11-04 10:00 | 0.85961 | 53.4327 | -47.0509 | 31.0268 | 0.91443 | 1.6313 | 0.11994 | 0.11994 | 0 | 0 | 0 | 0.11994 | 1360.13 | 1.2003 | 0 | 0 | 1.6313 | 0.12625 | 0.11994 | 0 | 0 | 0.3048 | 4.2794 | 0.3048 | 0 | 0.3048 | 6 | 100 | 0.21128 | 0.13193 | 1.3051 | 0 | 5.9107
2007-11-04 11:00 | 0.70202 | 62.3492 | -25.453 | 19.8483 | 0.72917 | 1.3008 | 0.059555 | 0.059555 | 0 | 0 | 0 | 0.059555 | 2184.28 | 1.2382 | 0 | 0 | 1.3008 | 0.062689 | 0.059555 | 0 | 0 | 0 | 4.5537 | 0 | 0 | 0 | 6 | 100 | 0.21128 | 0.06551 | 1.0407 | 0 | 5.8545
2007-11-04 12:00 | 1.0506 | 64.84 | 6.8587 | 16.2257 | 1.1123 | 1.9844 | 0.064997 | 0.064997 | 0 | 0 | 0 | 0.064997 | 3053.063 | 1.916 | 0 | 0 | 1.9844 | 0.068418 | 0.064997 | 0 | 0 | 0 | 4.5537 | 0 | 0 | 0 | 6 | 100 | 0.21128 | 0.071497 | 1.5875 | 0 | 6.5381
2007-11-04 13:00 | 0.85487 | 59.2982 | 35.6438 | 23.8916 | 0.90437 | 1.6134 | 0 | 0 | 0 | 0 | 0 | 0 | 0 | 1.6134 | 0 | 0 | 1.6134 | 0 | 0 | 0 | 0 | 0 | 4.5537 | 0 | 0 | 0 | 6 | 100 | 0.21128 | 0 | 1.2907 | 0 | 6.1671
2007-11-04 14:00 | 0.86897 | 48.8521 | 52.7849 | 36.2781 | 0.92803 | 1.6556 | 1.9382 | 1.9382 | 0.55818 | 0 | 0.20848 | 1.9382 | 85.42 | 0.20297 | 0 | 0 | 1.6556 | 1.4526 | 1.38 | 0 | 0 | 0 | 4.5537 | 0 | 0 | 0 | 6 | 100 | 0.21128 | 2.132 | 1.3245 | 1.7 | 6.2093
2007-11-04 15:00 | 0.6517 | 36.2946 | 62.4804 | 49.9794 | 0.70546 | 1.2585 | 2.0924 | 2.0924 | 0.89675 | 0 | 0.30091 | 2.0924 | 60.1494 | 0 | 0 | 0 | 1.2585 | 1.2585 | 1.1956 | 0 | 0 | 0 | 4.5537 | 0 | 0 | 0 | 6 | 100 | 0.21128 | 2.3016 | 1.0068 | 1.7 | 5.8122
2007-11-04 16:00 | 0.40215 | 22.8042 | 68.3579 | 64.1414 | 0.44925 | 0.80146 | 0.50512 | 0.50512 | 0 | 0 | 0 | 0.50512 | 158.6669 | 0.26975 | 0 | 0 | 0.80146 | 0.5317 | 0.50512 | 0 | 0 | 0 | 4.5537 | 0 | 0 | 0 | 6 | 100 | 0.21128 | 0.55563 | 0.64116 | 0 | 5.3551
2007-11-04 17:00 | 0.093288 | 8.8518 | 72.1488 | 78.4908 | 0.10118 | 0.18051 | 1.9835 | 1.9835 | 1.7 | 0 | 0.5202 | 1.9835 | 9.1003 | 0 | 0 | 0 | 0.18051 | 0.29845 | 0.28353 | 0 | 0 | 0 | 4.5537 | 0 | 0.11795 | -0.11795 | 5.8757 | 97.9279 | 0.21128 | 2.1819 | 0.14441 | 1.7 | 4.7342
2007-11-04 18:00 | 0.00095225 | 0 | 74.6429 | 90 | 0 | 0 | 1.3606 | 1.3606 | 1.4985 | 0 | 0.4652 | 1.3606 | 0 | 0 | 0 | 0 | 0 | 0 | 0 | 0.13795 | 0.13105 | 0.13105 | 4.4357 | 0.13105 | 0 | 0.13105 | 6 | 100 | 0.21129 | 1.4966 | 0 | 1.7 | 4.4357
2007-11-04 19:00 | 0 | 0 | 76.1735 | 90 | 0 | 0 | 1.7613 | 1.7613 | 1.7 | 0 | 0.5202 | 1.7613 | 0 | 0 | 0 | 0 | 0 | 0.064561 | 0.061333 | 0 | 0 | 0 | 4.5537 | 0 | 0.064561 | -0.064561 | 5.932 | 98.8658 | 0.21129 | 1.9375 | 0 | 1.7 | 4.5537
2007-11-04 20:00 | 0 | 0 | 76.7698 | 90 | 0 | 0 | 1.2563 | 1.2563 | 1.3319 | 0 | 0.4197 | 1.2563 | 0 | 9.7145e-17 | 0 | 0 | 0 | 0 | 0 | 0.07551 | 0.071734 | 0.071734 | 4.4891 | 0.071734 | 0 | 0.071734 | 6 | 100 | 0.2113 | 1.382 | 0 | 1.7 | 4.4891
2007-11-04 21:00 | 0 | 0 | 76.0588 | 90 | 0 | 0 | 2.729 | 2.729 | 1.7 | 0 | 0.5202 | 2.729 | 0 | 0 | 4.4409e-16 | 0 | 0 | 1.0831 | 1.029 | 0 | 0 | 0 | 4.5537 | 0 | 1.0831 | -1.0831 | 4.8583 | 80.9717 | 0.2113 | 3.0019 | 0 | 1.7 | 4.5537
2007-11-04 22:00 | 0 | 0 | 72.5173 | 90 | 0 | 0 | 0.1635 | 0.1635 | 0 | 0 | 0 | 0.1635 | 0 | 0 | 2.7756e-17 | 0 | 0 | 0.17211 | 0.1635 | 0 | 0 | 1.2035 | 3.4706 | 0 | 0.17211 | -0.17211 | 4.6769 | 77.9481 | 0.2113 | 0.17985 | 0 | 0 | 3.4706
2007-11-04 23:00 | 0 | 0 | 58.081 | 90 | 0 | 0 | 0.01693 | 0.01693 | 0 | 0 | 0 | 0.01693 | 0 | 0 | 0 | 0 | 0 | 0.017821 | 0.01693 | 0 | 0 | 1.3947 | 3.2985 | 0 | 0.017821 | -0.017821 | 4.6581 | 77.635 | 0.2113 | 0.018623 | 0 | 0 | 3.2985
2007-11-05 | 0 | 0 | -21.8342 | 90 | 0 | 0 | 0.39453 | 0.39453 | 0 | 0 | 0 | 0.39453 | 0 | 0 | 0 | 0 | 0 | 0.41529 | 0.39453 | 0 | 0 | 1.4145 | 3.2806 | 0 | 0.41529 | -0.41529 | 4.2204 | 70.3391 | 0.2113 | 0.43398 | 0 | 0 | 3.2806
2007-11-05 01:00 | 0 | 0 | -65.8081 | 90 | 0 | 0 | 0.25036 | 0.25036 | 0 | 0 | 0 | 0.25036 | 0 | 0 | 5.5511e-17 | 0 | 0 | 0.26354 | 0.25036 | 0 | 0 | 1.8759 | 2.8654 | 0 | 0.26354 | -0.26354 | 3.9426 | 65.7092 | 0.2113 | 0.2754 | 0 | 0 | 2.8654
2007-11-05 02:00 | 0 | 0 | -73.9665 | 90 | 0 | 0 | 0.27234 | 0.27234 | 0 | 0 | 0 | 0.27234 | 0 | 0 | 5.5511e-17 | 0 | 0 | 0.28667 | 0.27234 | 0 | 0 | 2.1687 | 2.6018 | 0 | 0.28667 | -0.28667 | 3.6404 | 60.6729 | 0.2113 | 0.29957 | 0 | 0 | 2.6018
2007-11-05 03:00 | 0 | 0 | -76.1569 | 90 | 0 | 0 | 0.31884 | 0.31884 | 0 | 0 | 0 | 0.31884 | 0 | 0 | 5.5511e-17 | 0 | 0 | 0.33562 | 0.31884 | 0 | 0 | 2.4873 | 2.3151 | 0 | 0.33562 | -0.33562 | 3.2866 | 54.7766 | 0.2113 | 0.35072 | 0 | 0 | 2.3151
2007-11-05 04:00 | 0 | 0 | -76.3202 | 90 | 0 | 0 | 0.44356 | 0.44356 | 0 | 0 | 0 | 0.44356 | 0 | 0 | 5.5511e-17 | 0 | 0 | 0.4669 | 0.44356 | 0 | 0 | 2.8602 | 1.9795 | 0 | 0.4669 | -0.4669 | 2.7944 | 46.574 | 0.2113 | 0.48791 | 0 | 0 | 1.9795
2007-11-05 05:00 | 0 | 0 | -75.3631 | 90 | 0 | 0 | 0 | 0 | 0 | 0 | 0 | 0 | 0 | 0 | 0 | 0 | 0 | 0 | 0 | 0 | 0 | 3.379 | 1.5126 | 0 | 0 | 0 | 2.7944 | 46.574 | 0.2113 | 0 | 0 | 0 | 1.5126
2007-11-05 06:00 | 0.032816 | 0.34854 | -73.4754 | 87.0961 | 0.148 | 0.26403 | 0.057285 | 0.057285 | 0 | 0 | 0 | 0.057285 | 460.9178 | 0 | 0 | 0 | 0.26403 | 0.0603 | 0.057285 | 0 | 0 | 3.379 | 1.5126 | 0.20374 | 0 | 0.20374 | 2.9877 | 49.7953 | 0.21127 | 0.063013 | 0.21123 | 0 | 1.7767
2007-11-05 07:00 | 0.20168 | 14.4443 | -70.5136 | 72.7188 | 0.22724 | 0.4054 | 0.9448 | 0.9448 | 0 | 0 | 0 | 0.9448 | 42.9092 | 0 | 0 | 0 | 0.4054 | 0.99452 | 0.9448 | 0 | 0 | 3.1752 | 1.696 | 0 | 0.58912 | -0.58912 | 2.3667 | 39.4456 | 0.21127 | 1.0393 | 0.32432 | 0 | 2.1014
2007-11-05 08:00 | 0.22359 | 28.2166 | -65.9943 | 58.4513 | 0.22535 | 0.40203 | 1.7376 | 1.7376 | 1.7 | 0 | 0.5202 | 1.7376 | 23.1367 | 0 | 0 | 0 | 0.40203 | 0.039627 | 0.037645 | 0 | 0 | 3.8298 | 1.1069 | 0.36241 | 0 | 0.36241 | 2.7106 | 45.1757 | 0.21129 | 1.9114 | 0.32163 | 1.7 | 1.5089
2007-11-05 09:00 | 0.38756 | 41.3734 | -58.8355 | 44.4605 | 0.39441 | 0.70363 | 0.31483 | 0.31483 | 1.7 | 0 | 0.5202 | 0.31483 | 223.495 | -2.2204e-16 | 0 | 0 | 0.70363 | 0 | 0 | 1.3852 | 1.3159 | 3.4674 | 1.433 | 2.0195 | 0 | 2.0195 | 4.6265 | 77.1075 | 0.21126 | 0.34631 | 0.56291 | 1.7 | 2.1367
2007-11-05 10:00 | 0.63332 | 53.2339 | -46.6896 | 31.1728 | 0.66013 | 1.1777 | 0.066356 | 0.066356 | 0.425 | 0 | 0.17213 | 0.066356 | 1774.785 | 0.074241 | 0 | 0 | 1.1777 | 0 | 0 | 0.2844 | 0.27018 | 1.4479 | 3.2506 | 1.4479 | 0 | 1.4479 | 6 | 100 | 0.21107 | 0.072991 | 0.94214 | 1.7 | 4.4283
2007-11-05 11:00 | 0.43745 | 62.0829 | -25.1889 | 20.0852 | 0.43946 | 0.78399 | 0.96877 | 0.96877 | 0 | 0 | 0 | 0.96877 | 80.9269 | 0 | 0 | 0 | 0.78399 | 1.0198 | 0.96877 | 0 | 0 | 0 | 4.5537 | 0 | 0.23576 | -0.23576 | 5.7515 | 95.8581 | 0.21107 | 1.0656 | 0.6272 | 0 | 5.3377
2007-11-05 12:00 | 0.6927 | 64.5497 | 6.7599 | 16.5126 | 0.71725 | 1.2796 | 0.70794 | 0.70794 | 0 | 0 | 0 | 0.70794 | 180.7475 | 0.27242 | 0 | 0 | 1.2796 | 0.7452 | 0.70794 | 0 | 0 | 0.26196 | 4.3179 | 0.26196 | 0 | 0.26196 | 6 | 100 | 0.21104 | 0.77873 | 1.0237 | 0 | 5.5975
2007-11-05 13:00 | 0.6775 | 59.0667 | 35.2921 | 24.0768 | 0.70454 | 1.2569 | 1.8225 | 1.8225 | 0.62845 | 0 | 0.22767 | 1.8225 | 68.9653 | 0 | 0 | 0 | 1.2569 | 1.2569 | 1.194 | 0 | 0 | 0 | 4.5537 | 0 | 0 | 0 | 6 | 100 | 0.21104 | 2.0048 | 1.0055 | 1.7 | 5.8106
2007-11-05 14:00 | 0.83481 | 48.6882 | 52.4158 | 36.3871 | 0.89221 | 1.5917 | 0.12675 | 0.12675 | 0 | 0 | 0 | 0.12675 | 1255.812 | 1.4583 | 0 | 0 | 1.5917 | 0.13342 | 0.12675 | 0 | 0 | 0 | 4.5537 | 0 | 0 | 0 | 6 | 100 | 0.21104 | 0.13942 | 1.2734 | 0 | 6.1454
2007-11-05 15:00 | 0.46137 | 36.1791 | 62.146 | 50.044 | 0.48602 | 0.86705 | 1.309 | 1.309 | 0.48529 | 0 | 0.18858 | 1.309 | 66.2384 | 1.1102e-16 | 0 | 0 | 0.86705 | 0.86705 | 0.8237 | 0 | 0 | 0 | 4.5537 | 0 | 0 | 0 | 6 | 100 | 0.21104 | 1.4399 | 0.69364 | 1.7 | 5.4207
2007-11-05 16:00 | 0.2801 | 22.723 | 68.0522 | 64.1758 | 0.298 | 0.53163 | 0.23968 | 0.23968 | 0 | 0 | 0 | 0.23968 | 221.8067 | 0.27933 | 0 | 0 | 0.53163 | 0.2523 | 0.23968 | 0 | 0 | 0 | 4.5537 | 0 | 0 | 0 | 6 | 100 | 0.21104 | 0.26365 | 0.4253 | 0 | 5.0853
2007-11-05 17:00 | 0.15774 | 8.7966 | 71.8572 | 78.5015 | 0.20216 | 0.36065 | 0 | 0 | 0 | 0 | 0 | 0 | 0 | 0.36065 | 0 | 0 | 0.36065 | 0 | 0 | 0 | 0 | 0 | 4.5537 | 0 | 0 | 0 | 6 | 100 | 0.21104 | 0 | 0.28852 | 0 | 4.9143
2007-11-05 18:00 | 0.0011568 | 0 | 74.3502 | 90 | 0 | 0 | 2.4387 | 2.4387 | 1.7 | 0 | 0.5202 | 2.4387 | 0 | 0 | 0 | 0 | 0 | 0.77763 | 0.73875 | 0 | 0 | 0 | 4.5537 | 0 | 0.77763 | -0.77763 | 5.1803 | 86.3385 | 0.21104 | 2.6826 | 0 | 1.7 | 4.5537
2007-11-05 19:00 | 0 | 0 | 75.8622 | 90 | 0 | 0 | 2.2512 | 2.2512 | 1.7 | 0 | 0.5202 | 2.2512 | 0 | 0 | 0 | 0 | 0 | 0.58018 | 0.55117 | 0 | 0 | 0.86403 | 3.7761 | 0 | 0.58018 | -0.58018 | 4.5688 | 76.1457 | 0.21104 | 2.4763 | 0 | 1.7 | 3.7761
2007-11-05 20:00 | 0 | 0 | 76.4156 | 90 | 0 | 0 | 1.9298 | 1.9298 | 1.7 | 0 | 0.5202 | 1.9298 | 0 | 0 | 0 | 0 | 0 | 0.24189 | 0.22979 | 0 | 0 | 1.5087 | 3.1959 | 0 | 0.24189 | -0.24189 | 4.3138 | 71.8962 | 0.21104 | 2.1228 | 0 | 1.7 | 3.1959
2007-11-05 21:00 | 0 | 0 | 75.6184 | 90 | 0 | 0 | 0.23462 | 0.23462 | 1.6873 | 0 | 0.51672 | 0.23462 | 0 | 2.2204e-16 | 0 | 0 | 0 | 0 | 0 | 1.4526 | 1.38 | 1.7774 | 2.954 | 1.38 | 0 | 1.38 | 5.623 | 93.7159 | 0.2111 | 0.25808 | 0 | 1.7 | 2.954
2007-11-05 22:00 | 0 | 0 | 71.8929 | 90 | 0 | 0 | 0.18187 | 0.18187 | 0 | 0 | 0 | 0.18187 | 0 | 0 | 0 | 0 | 0 | 0.19145 | 0.18187 | 0 | 0 | 0.39744 | 4.196 | 0 | 0.19145 | -0.19145 | 5.4212 | 90.3525 | 0.2111 | 0.20006 | 0 | 0 | 4.196
2007-11-05 23:00 | 0 | 0 | 57.0179 | 90 | 0 | 0 | 0 | 0 | 0 | 0 | 0 | 0 | 0 | 0 | 0 | 0 | 0 | 0 | 0 | 0 | 0 | 0.61016 | 4.0045 | 0 | 0 | 0 | 5.4212 | 90.3525 | 0.2111 | 0 | 0 | 0 | 4.0045
2007-11-06 | 0 | 0 | -20.9845 | 90 | 0 | 0 | 0.16656 | 0.16656 | 0 | 0 | 0 | 0.16656 | 0 | 0 | 2.7756e-17 | 0 | 0 | 0.17533 | 0.16656 | 0 | 0 | 0.61016 | 4.0045 | 0 | 0.17533 | -0.17533 | 5.2364 | 87.2724 | 0.2111 | 0.18321 | 0 | 0 | 4.0045
2007-11-06 01:00 | 0 | 0 | -64.9701 | 90 | 0 | 0 | 0.29609 | 0.29609 | 0 | 0 | 0 | 0.29609 | 0 | 0 | 0 | 0 | 0 | 0.31167 | 0.29609 | 0 | 0 | 0.80497 | 3.8292 | 0 | 0.31167 | -0.31167 | 4.9078 | 81.7969 | 0.2111 | 0.3257 | 0 | 0 | 3.8292
2007-11-06 02:00 | 0 | 0 | -73.4402 | 90 | 0 | 0 | 0 | 0 | 0 | 0 | 0 | 0 | 0 | 0 | 0 | 0 | 0 | 0 | 0 | 0 | 0 | 1.1513 | 3.5175 | 0 | 0 | 0 | 4.9078 | 81.7969 | 0.2111 | 0 | 0 | 0 | 3.5175
2007-11-06 03:00 | 0 | 0 | -75.7643 | 90 | 0 | 0 | 0 | 0 | 0 | 0 | 0 | 0 | 0 | 0 | 0 | 0 | 0 | 0 | 0 | 0 | 0 | 1.1513 | 3.5175 | 0 | 0 | 0 | 4.9078 | 81.7969 | 0.2111 | 0 | 0 | 0 | 3.5175
2007-11-06 04:00 | 0 | 0 | -75.993 | 90 | 0 | 0 | 0.15443 | 0.15443 | 0 | 0 | 0 | 0.15443 | 0 | 0 | 0 | 0 | 0 | 0.16256 | 0.15443 | 0 | 0 | 1.1513 | 3.5175 | 0 | 0.16256 | -0.16256 | 4.7365 | 78.941 | 0.2111 | 0.16987 | 0 | 0 | 3.5175
2007-11-06 05:00 | 0 | 0 | -75.0681 | 90 | 0 | 0 | 0.5898 | 0.5898 | 0 | 0 | 0 | 0.5898 | 0 | 0 | 0 | 0 | 0 | 0.62084 | 0.5898 | 0 | 0 | 1.3319 | 3.355 | 0 | 0.62084 | -0.62084 | 4.082 | 68.034 | 0.2111 | 0.64878 | 0 | 0 | 3.355
2007-11-06 06:00 | 0.029909 | 0.29127 | -73.1925 | 87.1101 | 0.12531 | 0.22356 | 0.36626 | 0.36626 | 0 | 0 | 0 | 0.36626 | 61.038 | 0 | 0 | 0 | 0.22356 | 0.38553 | 0.36626 | 0 | 0 | 2.0217 | 2.7342 | 0 | 0.16198 | -0.16198 | 3.9113 | 65.1884 | 0.2111 | 0.40288 | 0.17884 | 0 | 2.9577
2007-11-06 07:00 | 0.17746 | 14.3644 | -70.2273 | 72.7549 | 0.19424 | 0.34652 | 1.1014 | 1.1014 | 0 | 0 | 0 | 1.1014 | 31.4606 | 0 | 0 | 0 | 0.34652 | 1.1594 | 1.1014 | 0 | 0 | 2.2017 | 2.5722 | 0 | 0.81289 | -0.81289 | 3.0544 | 50.9074 | 0.2111 | 1.2116 | 0.27722 | 0 | 2.9187
2007-11-06 08:00 | 0.33159 | 28.1085 | -65.6907 | 58.5129 | 0.34794 | 0.62073 | 1.4831 | 1.4831 | 1.7 | 0 | 0.5202 | 1.4831 | 41.8535 | 0 | 0 | 0 | 0.62073 | 0 | 0 | 0.2169 | 0.20605 | 3.1049 | 1.7593 | 0.82678 | 0 | 0.82678 | 3.8388 | 63.9799 | 0.21114 | 1.6314 | 0.49658 | 1.7 | 2.38
2007-11-06 09:00 | 0.44211 | 41.2274 | -58.504 | 44.5561 | 0.4558 | 0.81314 | 1.2576 | 1.2576 | 1.7 | 0 | 0.5202 | 1.2576 | 64.6587 | 0 | 0 | 0 | 0.81314 | 0 | 0 | 0.44241 | 0.42029 | 2.2781 | 2.5034 | 1.2334 | 0 | 1.2334 | 5.0089 | 83.4822 | 0.21121 | 1.3833 | 0.65051 | 1.7 | 3.3165
2007-11-06 10:00 | 0.83176 | 53.0348 | -46.3413 | 31.3212 | 0.8859 | 1.5804 | 2.9991 | 2.9991 | 1.7 | 0 | 0.5202 | 2.9991 | 52.6964 | 0 | 0 | 0.21906 | 1.5804 | 1.3675 | 1.2991 | 0 | 0 | 1.0447 | 3.6135 | 0.21292 | 0 | 0.21292 | 5.2109 | 86.8487 | 0.21119 | 3.2991 | 1.2644 | 1.7 | 5.1939
2007-11-06 11:00 | 0.96711 | 61.819 | -24.9401 | 20.3216 | 1.0263 | 1.8309 | 2.4278 | 2.4278 | 1.4786 | 0 | 0.45976 | 2.4278 | 75.4142 | 0 | 0 | 0 | 1.8309 | 0.99917 | 0.94921 | 0 | 0 | 0.83176 | 3.8051 | 0.83176 | 0 | 0.83176 | 6 | 100 | 0.21117 | 2.6706 | 1.4647 | 1.7 | 5.636
2007-11-06 12:00 | 1.0544 | 64.2645 | 6.6571 | 16.7944 | 1.1184 | 1.9952 | 2.3454 | 2.3454 | 0.9654 | 0 | 0.31965 | 2.3454 | 85.0695 | 0.54258 | 0 | 0 | 1.9952 | 1.4526 | 1.38 | 0 | 0 | 0 | 4.5537 | 0 | 0 | 0 | 6 | 100 | 0.21117 | 2.5799 | 1.5962 | 1.7 | 6.5489
2007-11-06 13:00 | 1.017 | 58.84 | 34.9455 | 24.2585 | 1.0813 | 1.9291 | 0.99626 | 0.99626 | 0 | 0 | 0 | 0.99626 | 193.6339 | 0.8804 | 0 | 0 | 1.9291 | 1.0487 | 0.99626 | 0 | 0 | 0 | 4.5537 | 0 | 0 | 0 | 6 | 100 | 0.21117 | 1.0959 | 1.5433 | 0 | 6.4828
2007-11-06 14:00 | 0.58973 | 48.5285 | 52.0521 | 36.493 | 0.6162 | 1.0993 | 0.21702 | 0.21702 | 0 | 0 | 0 | 0.21702 | 506.5482 | 0.87086 | 0 | 0 | 1.0993 | 0.22844 | 0.21702 | 0 | 0 | 0 | 4.5537 | 0 | 0 | 0 | 6 | 100 | 0.21117 | 0.23872 | 0.87944 | 0 | 5.653
2007-11-06 15:00 | 0.53189 | 36.0677 | 61.8163 | 50.1055 | 0.57058 | 1.0179 | 1.9709 | 1.9709 | 1.0038 | 0 | 0.33015 | 1.9709 | 51.6484 | 0 | 0 | 0 | 1.0179 | 1.0179 | 0.96703 | 0 | 0 | 0 | 4.5537 | 0 | 0 | 0 | 6 | 100 | 0.21117 | 2.168 | 0.81434 | 1.7 | 5.5716
2007-11-06 16:00 | 0.36177 | 22.6458 | 67.7507 | 64.2071 | 0.40212 | 0.71739 | 0.75149 | 0.75149 | 0 | 0 | 0 | 0.75149 | 95.4617 | 0 | 1.1102e-16 | 0 | 0.71739 | 0.79105 | 0.75149 | 0 | 0 | 0 | 4.5537 | 0 | 0.073657 | -0.073657 | 5.9224 | 98.706 | 0.21117 | 0.82664 | 0.57391 | 0 | 5.2711
2007-11-06 17:00 | 0.1176 | 8.7454 | 71.5698 | 78.5089 | 0.13952 | 0.2489 | 1.5969 | 1.5969 | 1.4382 | 0 | 0.44873 | 1.5969 | 15.5865 | 0 | 0 | 0 | 0.2489 | 0.16706 | 0.15871 | 0 | 0 | 0.081841 | 4.48 | 0.081841 | 0 | 0.081841 | 6 | 100 | 0.21117 | 1.7566 | 0.19912 | 1.7 | 4.7289
2007-11-06 18:00 | 0.0011985 | 0 | 74.0618 | 90 | 0 | 0 | 2.4536 | 2.4536 | 1.7 | 0 | 0.5202 | 2.4536 | 0 | 0 | 0 | 0 | 0 | 0.79327 | 0.75361 | 0 | 0 | 0 | 4.5537 | 0 | 0.79327 | -0.79327 | 5.1638 | 86.0636 | 0.21117 | 2.699 | 0 | 1.7 | 4.5537
2007-11-06 19:00 | 0 | 0 | 75.5558 | 90 | 0 | 0 | 0.53907 | 0.53907 | 0 | 0 | 0 | 0.53907 | 0 | 0 | 1.1102e-16 | 0 | 0 | 0.56744 | 0.53907 | 0 | 0 | 0.88142 | 3.7604 | 0 | 0.56744 | -0.56744 | 4.5657 | 76.0947 | 0.21117 | 0.59298 | 0 | 0 | 3.7604
2007-11-06 20:00 | 0 | 0 | 76.0673 | 90 | 0 | 0 | 1.6613 | 1.6613 | 1.7 | 0 | 0.5202 | 1.6613 | 0 | 0 | 0 | 0 | 0 | 0 | 0 | 0.038668 | 0.036735 | 1.5119 | 3.193 | 0.036735 | 0 | 0.036735 | 4.6005 | 76.6755 | 0.21117 | 1.8275 | 0 | 1.7 | 3.193
2007-11-06 21:00 | 0 | 0 | 75.1862 | 90 | 0 | 0 | 0.7942 | 0.7942 | 1.7 | 0 | 0.5202 | 0.7942 | 0 | 0 | 0 | 0 | 0 | 0 | 0 | 0.9058 | 0.86051 | 1.4752 | 3.226 | 0.86051 | 0 | 0.86051 | 5.4169 | 90.2813 | 0.21123 | 0.87362 | 0 | 1.7 | 3.226
2007-11-06 22:00 | 0 | 0 | 71.2832 | 90 | 0 | 0 | 0.4053 | 0.4053 | 0 | 0 | 0 | 0.4053 | 0 | 0 | 0 | 0 | 0 | 0.42663 | 0.4053 | 0 | 0 | 0.61467 | 4.0005 | 0 | 0.42663 | -0.42663 | 4.9672 | 82.7861 | 0.21123 | 0.44583 | 0 | 0 | 4.0005
2007-11-06 23:00 | 0 | 0 | 56.0019 | 90 | 0 | 0 | 0.14267 | 0.14267 | 0 | 0 | 0 | 0.14267 | 0 | 0 | 2.7756e-17 | 0 | 0 | 0.15018 | 0.14267 | 0 | 0 | 1.0887 | 3.5739 | 0 | 0.15018 | -0.15018 | 4.8089 | 80.1478 | 0.21123 | 0.15693 | 0 | 0 | 3.5739
2007-11-07 | 0 | 0 | -20.1795 | 90 | 0 | 0 | 0.28053 | 0.28053 | 0 | 0 | 0 | 0.28053 | 0 | 0 | 0 | 0 | 0 | 0.29529 | 0.28053 | 0 | 0 | 1.2556 | 3.4237 | 0 | 0.29529 | -0.29529 | 4.4976 | 74.9601 | 0.21123 | 0.30858 | 0 | 0 | 3.4237
2007-11-07 01:00 | 0 | 0 | -64.1501 | 90 | 0 | 0 | 0.20711 | 0.20711 | 0 | 0 | 0 | 0.20711 | 0 | 0 | 2.7756e-17 | 0 | 0 | 0.21801 | 0.20711 | 0 | 0 | 1.5837 | 3.1284 | 0 | 0.21801 | -0.21801 | 4.2678 | 71.13 | 0.21123 | 0.22782 | 0 | 0 | 3.1284
2007-11-07 02:00 | 0 | 0 | -72.9228 | 90 | 0 | 0 | 0 | 0 | 0 | 0 | 0 | 0 | 0 | 0 | 0 | 0 | 0 | 0 | 0 | 0 | 0 | 1.8259 | 2.9104 | 0 | 0 | 0 | 4.2678 | 71.13 | 0.21123 | 0 | 0 | 0 | 2.9104
2007-11-07 03:00 | 0 | 0 | -75.3781 | 90 | 0 | 0 | 0.19708 | 0.19708 | 0 | 0 | 0 | 0.19708 | 0 | 0 | 2.7756e-17 | 0 | 0 | 0.20745 | 0.19708 | 0 | 0 | 1.8259 | 2.9104 | 0 | 0.20745 | -0.20745 | 4.0491 | 67.4855 | 0.21123 | 0.21679 | 0 | 0 | 2.9104
2007-11-07 04:00 | 0 | 0 | -75.6713 | 90 | 0 | 0 | 0 | 0 | 0 | 0 | 0 | 0 | 0 | 0 | 0 | 0 | 0 | 0 | 0 | 0 | 0 | 2.0564 | 2.7029 | 0 | 0 | 0 | 4.0491 | 67.4855 | 0.21123 | 0 | 0 | 0 | 2.7029
2007-11-07 05:00 | 0 | 0 | -74.7784 | 90 | 0 | 0 | 0.15462 | 0.15462 | 0 | 0 | 0 | 0.15462 | 0 | 0 | 0 | 0 | 0 | 0.16276 | 0.15462 | 0 | 0 | 2.0564 | 2.7029 | 0 | 0.16276 | -0.16276 | 3.8776 | 64.6261 | 0.21123 | 0.17008 | 0 | 0 | 2.7029
2007-11-07 06:00 | 0.014894 | 0.23161 | -72.9149 | 87.1274 | 0.020382 | 0.036361 | 0.18597 | 0.18597 | 0 | 0 | 0 | 0.18597 | 19.5525 | 0 | 2.7756e-17 | 0 | 0.036361 | 0.19576 | 0.18597 | 0 | 0 | 2.2372 | 2.5402 | 0 | 0.15939 | -0.15939 | 3.7096 | 61.8258 | 0.21123 | 0.20456 | 0.029089 | 0 | 2.5765
2007-11-07 07:00 | 0.13034 | 14.2821 | -69.9468 | 72.7941 | 0.13443 | 0.23982 | 0.50056 | 0.50056 | 0 | 0 | 0 | 0.50056 | 47.9101 | 0 | 0 | 0 | 0.23982 | 0.52691 | 0.50056 | 0 | 0 | 2.4144 | 2.3808 | 0 | 0.28709 | -0.28709 | 3.4069 | 56.7822 | 0.21123 | 0.55062 | 0.19186 | 0 | 2.6206
2007-11-07 08:00 | 0.25293 | 27.9984 | -65.3942 | 58.5776 | 0.25732 | 0.45906 | 1.6147 | 1.6147 | 1.7 | 0 | 0.5202 | 1.6147 | 28.4303 | 0 | 0 | 0 | 0.45906 | 0 | 0 | 0.085302 | 0.081037 | 2.7333 | 2.0937 | 0.5401 | 0 | 0.5401 | 3.9193 | 65.3219 | 0.21126 | 1.7762 | 0.36725 | 1.7 | 2.5527
2007-11-07 09:00 | 0.48006 | 41.08 | -58.1817 | 44.6546 | 0.49999 | 0.89197 | 0.97014 | 0.97014 | 1.7 | 0 | 0.5202 | 0.97014 | 91.9425 | 0 | 0 | 0 | 0.89197 | 0 | 0 | 0.72986 | 0.69336 | 2.1932 | 2.5798 | 1.5853 | 0 | 1.5853 | 5.4233 | 90.3882 | 0.21129 | 1.0672 | 0.71358 | 1.7 | 3.4717
2007-11-07 10:00 | 0.83297 | 52.8356 | -46.0058 | 31.4717 | 0.88813 | 1.5844 | 0.97019 | 0.97019 | 0 | 0 | 0 | 0.97019 | 163.3103 | 0 | 0 | 0 | 1.5844 | 1.0213 | 0.97019 | 0 | 0 | 0.6079 | 4.0066 | 0.56317 | 0 | 0.56317 | 5.9576 | 99.2927 | 0.21122 | 1.0672 | 1.2675 | 0 | 5.591
2007-11-07 11:00 | 1.0286 | 61.5577 | -24.7061 | 20.5573 | 1.093 | 1.9499 | 0.43596 | 0.43596 | 0 | 0 | 0 | 0.43596 | 447.2658 | 1.4463 | 0 | 0 | 1.9499 | 0.45891 | 0.43596 | 0 | 0 | 0.044735 | 4.5134 | 0.044735 | 0 | 0.044735 | 6 | 100 | 0.21121 | 0.47956 | 1.5599 | 0 | 6.4634
2007-11-07 12:00 | 0.71366 | 63.9845 | 6.5503 | 17.071 | 0.74216 | 1.324 | 0.31415 | 0.31415 | 0 | 0 | 0 | 0.31415 | 421.4542 | 0.99333 | 0 | 0 | 1.324 | 0.33069 | 0.31415 | 0 | 0 | 0 | 4.5537 | 0 | 0 | 0 | 6 | 100 | 0.21121 | 0.34557 | 1.0592 | 0 | 5.8777
2007-11-07 13:00 | 0.54401 | 58.6183 | 34.6038 | 24.4364 | 0.5551 | 0.9903 | 0.87004 | 0.87004 | 0 | 0 | 0 | 0.87004 | 113.8229 | 0.074473 | 0 | 0 | 0.9903 | 0.91583 | 0.87004 | 0 | 0 | 0 | 4.5537 | 0 | 0 | 0 | 6 | 100 | 0.21121 | 0.95704 | 0.79224 | 0 | 5.544
2007-11-07 14:00 | 0.62883 | 48.3732 | 51.6938 | 36.5956 | 0.66218 | 1.1813 | 0 | 0 | 0 | 0 | 0 | 0 | 0 | 1.1813 | 0 | 0 | 1.1813 | 0 | 0 | 0 | 0 | 0 | 4.5537 | 0 | 0 | 0 | 6 | 100 | 0.21121 | 0 | 0.94506 | 0 | 5.735
2007-11-07 15:00 | 0.5103 | 35.9604 | 61.4914 | 50.1637 | 0.54567 | 0.97348 | 1.7092 | 1.7092 | 0.78443 | 0 | 0.27025 | 1.7092 | 56.9539 | 0 | 0 | 0 | 0.97348 | 0.97348 | 0.9248 | 0 | 0 | 0 | 4.5537 | 0 | 0 | 0 | 6 | 100 | 0.21121 | 1.8802 | 0.77878 | 1.7 | 5.5272
2007-11-07 16:00 | 0.2907 | 22.5726 | 67.4536 | 64.2352 | 0.31237 | 0.55728 | 2.0449 | 2.0449 | 1.5155 | 0 | 0.46984 | 2.0449 | 27.2516 | 0 | 0 | 0 | 0.55728 | 0.55728 | 0.52941 | 0 | 0 | 0 | 4.5537 | 0 | 0 | 0 | 6 | 100 | 0.21121 | 2.2494 | 0.44582 | 1.7 | 5.111
2007-11-07 17:00 | 0.076955 | 8.6982 | 71.2866 | 78.5131 | 0.080366 | 0.14337 | 0.48692 | 0.48692 | 0 | 0 | 0 | 0.48692 | 29.4447 | 0 | 0 | 0 | 0.14337 | 0.51255 | 0.48692 | 0 | 0 | 0 | 4.5537 | 0 | 0.36918 | -0.36918 | 5.6109 | 93.5142 | 0.21121 | 0.53562 | 0.1147 | 0 | 4.6971
2007-11-07 18:00 | 0.0010193 | 0 | 73.7778 | 90 | 0 | 0 | 1.139 | 1.139 | 0 | 0 | 0 | 1.139 | 0 | 0 | 0 | 0 | 0 | 1.199 | 1.139 | 0 | 0 | 0.4102 | 4.1845 | 0 | 1.199 | -1.199 | 4.347 | 72.4506 | 0.21121 | 1.2529 | 0 | 0 | 4.1845
2007-11-07 19:00 | 0 | 0 | 75.2542 | 90 | 0 | 0 | 1.3734 | 1.3734 | 1.7 | 0 | 0.5202 | 1.3734 | 0 | 0 | 0 | 0 | 0 | 0 | 0 | 0.32663 | 0.3103 | 1.7424 | 2.9855 | 0.3103 | 0 | 0.3103 | 4.6414 | 77.3568 | 0.21123 | 1.5107 | 0 | 1.7 | 2.9855
2007-11-07 20:00 | 0 | 0 | 75.725 | 90 | 0 | 0 | 2.8196 | 2.8196 | 1.7 | 0 | 0.5202 | 2.8196 | 0 | 0 | 0 | 0.021567 | 0 | 1.1785 | 1.1196 | 0 | 0 | 1.4321 | 3.2648 | 0 | 1.1785 | -1.1785 | 3.3991 | 56.6522 | 0.21123 | 3.1016 | 0 | 1.7 | 3.2648
2007-11-07 21:00 | 0 | 0 | 74.7625 | 90 | 0 | 0 | 1.572 | 1.572 | 1.7 | 0 | 0.5202 | 1.572 | 0 | 0 | 0 | 0 | 0 | 0 | 0 | 0.12797 | 0.12157 | 2.7416 | 2.0863 | 0.12157 | 0 | 0.12157 | 3.5145 | 58.5744 | 0.21124 | 1.7292 | 0 | 1.7 | 2.0863
2007-11-07 22:00 | 0 | 0 | 70.6885 | 90 | 0 | 0 | 0.43382 | 0.43382 | 1.7 | 0 | 0.5202 | 0.43382 | 0 | 0 | 0 | 0 | 0 | 0 | 0 | 1.2662 | 1.2029 | 2.62 | 2.1957 | 1.2029 | 0 | 1.2029 | 4.6556 | 77.5934 | 0.21132 | 0.4772 | 0 | 1.7 | 2.1957
2007-11-07 23:00 | 0 | 0 | 55.0326 | 90 | 0 | 0 | 0.11023 | 0.11023 | 1.5629 | 0 | 0.48276 | 0.11023 | 0 | 0 | 0 | 0 | 0 | 0 | 0 | 1.4526 | 1.38 | 1.4171 | 3.2783 | 1.38 | 0 | 1.38 | 5.9648 | 99.413 | 0.21135 | 0.12126 | 0 | 1.7 | 3.2783
2007-11-08 | 0 | 0 | -19.4141 | 90 | 0 | 0 | 0 | 0 | 0 | 0 | 0 | 0 | 0 | 0 | 0 | 0 | 0 | 0 | 0 | 0 | 0 | 0.037124 | 4.5203 | 0 | 0 | 0 | 5.9648 | 99.413 | 0.21135 | 0 | 0 | 0 | 4.5203
2007-11-08 01:00 | 0 | 0 | -63.3481 | 90 | 0 | 0 | 0 | 0 | 0 | 0 | 0 | 0 | 0 | 0 | 0 | 0 | 0 | 0 | 0 | 0 | 0 | 0.037124 | 4.5203 | 0 | 0 | 0 | 5.9648 | 99.413 | 0.21135 | 0 | 0 | 0 | 4.5203
2007-11-08 02:00 | 0 | 0 | -72.4144 | 90 | 0 | 0 | 0.18364 | 0.18364 | 0 | 0 | 0 | 0.18364 | 0 | 0 | 2.7756e-17 | 0 | 0 | 0.19331 | 0.18364 | 0 | 0 | 0.037124 | 4.5203 | 0 | 0.19331 | -0.19331 | 5.761 | 96.017 | 0.21135 | 0.20201 | 0 | 0 | 4.5203
2007-11-08 03:00 | 0 | 0 | -74.9984 | 90 | 0 | 0 | 0.17686 | 0.17686 | 0 | 0 | 0 | 0.17686 | 0 | 0 | 2.7756e-17 | 0 | 0 | 0.18617 | 0.17686 | 0 | 0 | 0.25191 | 4.327 | 0 | 0.18617 | -0.18617 | 5.5648 | 92.7463 | 0.21135 | 0.19455 | 0 | 0 | 4.327
2007-11-08 04:00 | 0 | 0 | -75.3552 | 90 | 0 | 0 | 0.18205 | 0.18205 | 0 | 0 | 0 | 0.18205 | 0 | 0 | 0 | 0 | 0 | 0.19163 | 0.18205 | 0 | 0 | 0.45876 | 4.1408 | 0 | 0.19163 | -0.19163 | 5.3628 | 89.3798 | 0.21135 | 0.20025 | 0 | 0 | 4.1408
2007-11-08 05:00 | 0 | 0 | -74.4941 | 90 | 0 | 0 | 0.28673 | 0.28673 | 0 | 0 | 0 | 0.28673 | 0 | 0 | 0 | 0 | 0 | 0.30183 | 0.28673 | 0 | 0 | 0.67168 | 3.9492 | 0 | 0.30183 | -0.30183 | 5.0446 | 84.0772 | 0.21135 | 0.31541 | 0 | 0 | 3.9492
2007-11-08 06:00 | 0.016827 | 0.16959 | -72.6428 | 87.1479 | 0.027915 | 0.0498 | 0 | 0 | 0 | 0 | 0 | 0 | 0 | 0 | 0 | 0 | 0.0498 | 0 | 0 | 0 | 0 | 1.007 | 3.6473 | 0.0498 | 0 | 0.0498 | 5.0919 | 84.8646 | 0.21135 | 0 | 0.03984 | 0 | 3.6971
2007-11-08 07:00 | 0.12017 | 14.1976 | -69.6724 | 72.8366 | 0.12286 | 0.21919 | 0.50529 | 0.50529 | 0 | 0 | 0 | 0.50529 | 43.3781 | 0 | 1.1102e-16 | 0 | 0.21919 | 0.53188 | 0.50529 | 0 | 0 | 0.95725 | 3.6922 | 0 | 0.3127 | -0.3127 | 4.7623 | 79.3711 | 0.21135 | 0.55582 | 0.17535 | 0 | 3.9114
2007-11-08 08:00 | 0.3074 | 27.8863 | -65.1049 | 58.6454 | 0.3199 | 0.57069 | 0.44283 | 0.44283 | 0 | 0 | 0 | 0.44283 | 128.8752 | 0 | 0 | 0 | 0.57069 | 0.46613 | 0.44283 | 0 | 0 | 1.3047 | 3.3795 | 0.10456 | 0 | 0.10456 | 4.8615 | 81.0243 | 0.21133 | 0.48711 | 0.45655 | 0 | 3.9502
2007-11-08 09:00 | 0.18993 | 40.9313 | -57.8687 | 44.7559 | 0.18939 | 0.33787 | 1.1088 | 1.1088 | 0 | 0 | 0 | 1.1088 | 30.4721 | 0 | 0 | 0 | 0.33787 | 1.1672 | 1.1088 | 0 | 0 | 1.2001 | 3.4736 | 0 | 0.82928 | -0.82928 | 3.9873 | 66.4554 | 0.21133 | 1.2197 | 0.2703 | 0 | 3.8114
2007-11-08 10:00 | 0.14307 | 52.6364 | -45.683 | 31.6242 | 0.14252 | 0.25425 | 0.37338 | 0.37338 | 0 | 0 | 0 | 0.37338 | 68.0931 | 0 | 5.5511e-17 | 0 | 0.25425 | 0.39303 | 0.37338 | 0 | 0 | 2.1216 | 2.6443 | 0 | 0.13879 | -0.13879 | 3.841 | 64.0172 | 0.21133 | 0.41072 | 0.2034 | 0 | 2.8985
2007-11-08 11:00 | 0.1277 | 61.2992 | -24.4865 | 20.7919 | 0.12717 | 0.22688 | 2.8132 | 2.8132 | 1.7 | 0 | 0.5202 | 2.8132 | 8.0648 | 0 | 0 | 0.014495 | 0.22688 | 1.1718 | 1.1132 | 0 | 0 | 2.2758 | 2.5055 | 0 | 0.94489 | -0.94489 | 2.845 | 47.4172 | 0.21133 | 3.0945 | 0.1815 | 1.7 | 2.7324
2007-11-08 12:00 | 0.23562 | 63.7097 | 6.4398 | 17.3424 | 0.2348 | 0.41889 | 0.52081 | 0.52081 | 1.7 | 0 | 0.5202 | 0.52081 | 80.4298 | -2.2204e-16 | 0 | 0 | 0.41889 | 0 | 0 | 1.1792 | 1.1202 | 3.3256 | 1.5606 | 1.5391 | 0 | 1.5391 | 4.3052 | 71.7527 | 0.21137 | 0.57289 | 0.33511 | 1.7 | 1.9795
2007-11-08 13:00 | 0.45271 | 58.4017 | 34.2671 | 24.6104 | 0.45653 | 0.81445 | 1.2658 | 1.2658 | 1.7 | 0 | 0.5202 | 1.2658 | 64.34 | 0 | 0 | 0 | 0.81445 | 0 | 0 | 0.43415 | 0.41245 | 1.7865 | 2.9458 | 1.2269 | 0 | 1.2269 | 5.4691 | 91.1516 | 0.21144 | 1.3924 | 0.65156 | 1.7 | 3.7603
2007-11-08 14:00 | 0.17627 | 48.2224 | 51.3408 | 36.6949 | 0.17566 | 0.31338 | 0.27371 | 0.27371 | 0 | 0 | 0 | 0.27371 | 114.4943 | 0 | 0 | 0 | 0.31338 | 0.28812 | 0.27371 | 0 | 0 | 0.55963 | 4.05 | 0.025267 | 0 | 0.025267 | 5.4931 | 91.5511 | 0.21143 | 0.30108 | 0.25071 | 0 | 4.3634
2007-11-08 15:00 | 0.028384 | 35.8573 | 61.1712 | 50.2187 | 0.028253 | 0.050403 | 0.21156 | 0.21156 | 0 | 0 | 0 | 0.21156 | 23.8249 | 0 | 0 | 0 | 0.050403 | 0.22269 | 0.21156 | 0 | 0 | 0.53436 | 4.0728 | 0 | 0.17229 | -0.17229 | 5.3115 | 88.5243 | 0.21143 | 0.23271 | 0.040322 | 0 | 4.1232
2007-11-08 16:00 | 0.011493 | 22.5034 | 67.1609 | 64.2599 | 0.011439 | 0.020408 | 1.6842 | 1.6842 | 1.7 | 0 | 0.5202 | 1.6842 | 1.2117 | 0 | 0 | 0 | 0.020408 | 0 | 0 | 0.015761 | 0.014973 | 0.72579 | 3.9005 | 0.035381 | 0 | 0.035381 | 5.345 | 89.0837 | 0.21143 | 1.8527 | 0.016326 | 1.7 | 3.9209
2007-11-08 17:00 | 0.037676 | 8.655 | 71.0077 | 78.514 | 0.037728 | 0.067308 | 0 | 0 | 0 | 0 | 0 | 0 | 0 | 0 | 0 | 0 | 0.067308 | 0 | 0 | 0 | 0 | 0.69041 | 3.9323 | 0.067308 | 0 | 0.067308 | 5.4089 | 90.1479 | 0.21143 | 0 | 0.053846 | 0 | 3.9996
2007-11-08 18:00 | 0.0008378 | 0 | 73.4983 | 90 | 0 | 0 | 4.5463 | 3.08 | 1.7 | 0 | 0.5202 | 3.08 | 0 | 0 | 1.4663 | 1.921 | 0 | 1.4526 | 1.38 | 0 | 0 | 0.6231 | 3.9929 | 0 | 1.4526 | -1.4526 | 3.8777 | 64.6278 | 0.21143 | 5.001 | 0 | 1.7 | 3.9929
2007-11-08 19:00 | 0 | 0 | 74.9578 | 90 | 0 | 0 | 0.17222 | 0.17222 | 1.6249 | 0 | 0.49969 | 0.17222 | 0 | 2.2204e-16 | 0 | 0 | 0 | 0 | 0 | 1.4526 | 1.38 | 2.2371 | 2.5403 | 1.38 | 0 | 1.38 | 5.1869 | 86.4475 | 0.21147 | 0.18945 | 0 | 1.7 | 2.5403
2007-11-08 20:00 | 0 | 0 | 75.3889 | 90 | 0 | 0 | 0.033867 | 0.033867 | 0 | 0 | 0 | 0.033867 | 0 | 0 | 0 | 0 | 0 | 0.035649 | 0.033867 | 0 | 0 | 0.85714 | 3.7823 | 0 | 0.035649 | -0.035649 | 5.1493 | 85.8212 | 0.21147 | 0.037253 | 0 | 0 | 3.7823
2007-11-08 21:00 | 0 | 0 | 74.3473 | 90 | 0 | 0 | 0.8094 | 0.8094 | 0 | 0 | 0 | 0.8094 | 0 | 0 | 1.1102e-16 | 0 | 0 | 0.852 | 0.8094 | 0 | 0 | 0.89675 | 3.7466 | 0 | 0.852 | -0.852 | 4.2512 | 70.8531 | 0.21147 | 0.89034 | 0 | 0 | 3.7466
2007-11-08 22:00 | 0 | 0 | 70.109 | 90 | 0 | 0 | 0.55573 | 0.55573 | 0 | 0 | 0 | 0.55573 | 0 | 0 | 0 | 0 | 0 | 0.58498 | 0.55573 | 0 | 0 | 1.8434 | 2.8946 | 0 | 0.58498 | -0.58498 | 3.6346 | 60.5761 | 0.21147 | 0.6113 | 0 | 0 | 2.8946
2007-11-08 23:00 | 0 | 0 | 54.1091 | 90 | 0 | 0 | 0.73468 | 0.73468 | 0 | 0 | 0 | 0.73468 | 0 | 0 | 1.1102e-16 | 0 | 0 | 0.77335 | 0.73468 | 0 | 0 | 2.4934 | 2.3096 | 0 | 0.77335 | -0.77335 | 2.8194 | 46.9899 | 0.21147 | 0.80815 | 0 | 0 | 2.3096
2007-11-09 | 0 | 0 | -18.6839 | 90 | 0 | 0 | 0 | 0 | 0 | 0 | 0 | 0 | 0 | 0 | 0 | 0 | 0 | 0 | 0 | 0 | 0 | 3.3527 | 1.5363 | 0 | 0 | 0 | 2.8194 | 46.9899 | 0.21147 | 0 | 0 | 0 | 1.5363
2007-11-09 01:00 | 0 | 0 | -62.5635 | 90 | 0 | 0 | 0.30982 | 0.30982 | 0 | 0 | 0 | 0.30982 | 0 | 0 | 0 | 0 | 0 | 0.32613 | 0.30982 | 0 | 0 | 3.3527 | 1.5363 | 0 | 0.32613 | -0.32613 | 2.4756 | 41.2604 | 0.21147 | 0.34081 | 0 | 0 | 1.5363
2007-11-09 02:00 | 0 | 0 | -71.9149 | 90 | 0 | 0 | 0.13064 | 0.13064 | 0 | 0 | 0 | 0.13064 | 0 | 0 | 2.7756e-17 | 0 | 0 | 0.13751 | 0.13064 | 0 | 0 | 3.715 | 1.2102 | 0 | 0.13751 | -0.13751 | 2.3307 | 38.8445 | 0.21147 | 0.1437 | 0 | 0 | 1.2102
2007-11-09 03:00 | 0 | 0 | -74.6254 | 90 | 0 | 0 | 0.0032311 | 0.0032311 | 0 | 0 | 0 | 0.0032311 | 0 | 0 | 4.3368e-19 | 0 | 0 | 0.0034012 | 0.0032311 | 0 | 0 | 3.8678 | 1.0727 | 0 | 0.0034012 | -0.0034012 | 2.3271 | 38.7848 | 0.21147 | 0.0035542 | 0 | 0 | 1.0727
2007-11-09 04:00 | 0 | 0 | -75.0448 | 90 | 0 | 0 | 0.23321 | 0.23321 | 0 | 0 | 0 | 0.23321 | 0 | 0 | 2.7756e-17 | 0 | 0 | 0.24548 | 0.23321 | 0 | 0 | 3.8716 | 1.0693 | 0 | 0.24548 | -0.24548 | 2.0683 | 34.4721 | 0.21147 | 0.25653 | 0 | 0 | 1.0693
2007-11-09 05:00 | 0 | 0 | -74.2151 | 90 | 0 | 0 | 0.14154 | 0.14154 | 0 | 0 | 0 | 0.14154 | 0 | 0 | 2.7756e-17 | 0 | 0 | 0.14899 | 0.14154 | 0 | 0 | 4.1444 | 0.82377 | 0 | 0.14899 | -0.14899 | 1.9113 | 31.8546 | 0.21147 | 0.15569 | 0 | 0 | 0.82377
2007-11-09 06:00 | 0.020483 | 0.10523 | -72.3762 | 87.1715 | 0.05005 | 0.089289 | 0.44118 | 0.44118 | 0 | 0 | 0 | 0.44118 | 20.2388 | 0 | 1.1102e-16 | 0 | 0.089289 | 0.4644 | 0.44118 | 0 | 0 | 4.3099 | 0.67478 | 0 | 0.37511 | -0.37511 | 1.5159 | 25.2647 | 0.21147 | 0.4853 | 0.071432 | 0 | 0.76407
2007-11-09 07:00 | 0.15416 | 14.111 | -69.4041 | 72.8821 | 0.16453 | 0.29353 | 1.272 | 1.272 | 1.7 | 0 | 0.5202 | 1.272 | 23.076 | 0 | 0 | 0 | 0.29353 | 0 | 0 | 0.42799 | 0.40659 | 4.7267 | 0.29967 | 0.70012 | 0 | 0.70012 | 2.1801 | 36.3345 | 0.21151 | 1.3992 | 0.23482 | 1.7 | 0.5932
2007-11-09 08:00 | 0.37664 | 27.7725 | -64.8228 | 58.7162 | 0.405 | 0.72252 | 0 | 0 | 1.4526 | 0 | 0.45267 | 0 | 0 | 0 | 0 | 0 | 0.72252 | 0 | 0 | 1.4526 | 1.38 | 4.0266 | 0.92978 | 2.1025 | 0 | 2.1025 | 4.1747 | 69.5783 | 0.21143 | 0 | 0.57802 | 1.7 | 1.6523
2007-11-09 09:00 | 0.41468 | 40.7815 | -57.5651 | 44.8598 | 0.42564 | 0.75935 | 1.8955 | 1.8955 | 1.7 | 0 | 0.5202 | 1.8955 | 40.0614 | 0 | 0 | 0 | 0.75935 | 0.20575 | 0.19546 | 0 | 0 | 1.924 | 2.822 | 0.5536 | 0 | 0.5536 | 4.6999 | 78.3314 | 0.21145 | 2.085 | 0.60748 | 1.7 | 3.5814
2007-11-09 10:00 | 0.58226 | 52.4373 | -45.3728 | 31.7784 | 0.60363 | 1.0769 | 0.4055 | 0.4055 | 0.71451 | 0 | 0.25116 | 0.4055 | 265.5688 | 0 | 0 | 0 | 1.0769 | 0 | 0 | 0.30901 | 0.29356 | 1.3704 | 3.3203 | 1.3704 | 0 | 1.3704 | 6 | 100 | 0.21133 | 0.44605 | 0.86151 | 1.7 | 4.3972
2007-11-09 11:00 | 0.6821 | 61.0435 | -24.2809 | 21.0254 | 0.7093 | 1.2654 | 2.5244 | 2.5244 | 1.3223 | 0 | 0.41709 | 2.5244 | 50.1258 | 0 | 0 | 0 | 1.2654 | 1.2654 | 1.2021 | 0 | 0 | 0 | 4.5537 | 0 | 0 | 0 | 6 | 100 | 0.21133 | 2.7769 | 1.0123 | 1.7 | 5.8191
2007-11-09 12:00 | 0.55952 | 63.4402 | 6.3255 | 17.6084 | 0.56991 | 1.0167 | 1.9283 | 1.9283 | 0.96245 | 0 | 0.31885 | 1.9283 | 52.7249 | 0 | 0 | 0 | 1.0167 | 1.0167 | 0.96588 | 0 | 0 | 0 | 4.5537 | 0 | 0 | 0 | 6 | 100 | 0.21133 | 2.1212 | 0.81337 | 1.7 | 5.5704
2007-11-09 13:00 | 0.44058 | 58.1901 | 33.935 | 24.7804 | 0.44381 | 0.79176 | 0.56574 | 0.56574 | 0 | 0 | 0 | 0.56574 | 139.9521 | 0.19625 | 0 | 0 | 0.79176 | 0.59551 | 0.56574 | 0 | 0 | 0 | 4.5537 | 0 | 0 | 0 | 6 | 100 | 0.21133 | 0.62231 | 0.63341 | 0 | 5.3454
2007-11-09 14:00 | 0.20896 | 48.076 | 50.9932 | 36.7908 | 0.20831 | 0.37163 | 0.95293 | 0.95293 | 0 | 0 | 0 | 0.95293 | 38.9992 | 0 | 0 | 0 | 0.37163 | 1.0031 | 0.95293 | 0 | 0 | 0 | 4.5537 | 0 | 0.63145 | -0.63145 | 5.3344 | 88.9066 | 0.21133 | 1.0482 | 0.29731 | 0 | 4.9253
2007-11-09 15:00 | 0.18599 | 35.7583 | 60.8559 | 50.2704 | 0.18557 | 0.33105 | 2.3826 | 2.3826 | 1.7 | 0 | 0.5202 | 2.3826 | 13.8948 | 1.1102e-16 | 0 | 0 | 0.33105 | 0.71847 | 0.68255 | 0 | 0 | 0.70161 | 3.9222 | 0 | 0.38742 | -0.38742 | 4.926 | 82.1003 | 0.21133 | 2.6208 | 0.26484 | 1.7 | 4.2533
2007-11-09 16:00 | 0.20833 | 22.4383 | 66.8726 | 64.2815 | 0.21327 | 0.38048 | 0.6805 | 0.6805 | 0 | 0 | 0 | 0.6805 | 55.9116 | 0 | 0 | 0 | 0.38048 | 0.71632 | 0.6805 | 0 | 0 | 1.1321 | 3.5348 | 0 | 0.33584 | -0.33584 | 4.572 | 76.2002 | 0.21133 | 0.74855 | 0.30438 | 0 | 3.9153
2007-11-09 17:00 | 0.085919 | 8.6158 | 70.7331 | 78.5117 | 0.092438 | 0.16491 | 1.8363 | 1.8363 | 1.7 | 0 | 0.5202 | 1.8363 | 8.9807 | 0 | 0 | 0 | 0.16491 | 0.14344 | 0.13627 | 0 | 0 | 1.5052 | 3.199 | 0.02147 | 0 | 0.02147 | 4.5924 | 76.5397 | 0.21133 | 2.0199 | 0.13193 | 1.7 | 3.3639
2007-11-09 18:00 | 0.00084221 | 0 | 73.2233 | 90 | 0 | 0 | 0.81281 | 0.81281 | 1.7 | 0 | 0.5202 | 0.81281 | 0 | 0 | 0 | 0 | 0 | 0 | 0 | 0.88719 | 0.84283 | 1.4838 | 3.2183 | 0.84283 | 0 | 0.84283 | 5.392 | 89.866 | 0.21139 | 0.8941 | 0 | 1.7 | 3.2183
2007-11-09 19:00 | 0 | 0 | 74.6665 | 90 | 0 | 0 | 1.8063 | 1.8063 | 1.7 | 0 | 0.5202 | 1.8063 | 0 | 0 | 0 | 0 | 0 | 0.11186 | 0.10627 | 0 | 0 | 0.64093 | 3.9768 | 0 | 0.11186 | -0.11186 | 5.2741 | 87.9008 | 0.21139 | 1.9869 | 0 | 1.7 | 3.9768
2007-11-09 20:00 | 0 | 0 | 75.0591 | 90 | 0 | 0 | 0 | 0 | 0 | 0 | 0 | 0 | 0 | 0 | 0 | 0 | 0 | 0 | 0 | 0 | 0 | 0.76522 | 3.865 | 0 | 0 | 0 | 5.2741 | 87.9008 | 0.21139 | 0 | 0 | 0 | 3.865
2007-11-09 21:00 | 0 | 0 | 73.941 | 90 | 0 | 0 | 0 | 0 | 0 | 0 | 0 | 0 | 0 | 0 | 0 | 0 | 0 | 0 | 0 | 0 | 0 | 0.76522 | 3.865 | 0 | 0 | 0 | 5.2741 | 87.9008 | 0.21139 | 0 | 0 | 0 | 3.865
2007-11-09 22:00 | 0 | 0 | 69.5449 | 90 | 0 | 0 | 0.023241 | 0.023241 | 0 | 0 | 0 | 0.023241 | 0 | 0 | 0 | 0 | 0 | 0.024464 | 0.023241 | 0 | 0 | 0.76522 | 3.865 | 0 | 0.024464 | -0.024464 | 5.2483 | 87.471 | 0.21139 | 0.025565 | 0 | 0 | 3.865
2007-11-09 23:00 | 0 | 0 | 53.2307 | 90 | 0 | 0 | 0.27776 | 0.27776 | 0 | 0 | 0 | 0.27776 | 0 | 0 | 0 | 0 | 0 | 0.29238 | 0.27776 | 0 | 0 | 0.79241 | 3.8405 | 0 | 0.29238 | -0.29238 | 4.9401 | 82.3343 | 0.21139 | 0.30554 | 0 | 0 | 3.8405
2007-11-10 | 0 | 0 | -17.9852 | 90 | 0 | 0 | 0.16185 | 0.16185 | 0 | 0 | 0 | 0.16185 | 0 | 0 | 0 | 0 | 0 | 0.17037 | 0.16185 | 0 | 0 | 1.1173 | 3.5481 | 0 | 0.17037 | -0.17037 | 4.7605 | 79.3413 | 0.21139 | 0.17804 | 0 | 0 | 3.5481
2007-11-10 01:00 | 0 | 0 | -61.7962 | 90 | 0 | 0 | 0 | 0 | 0 | 0 | 0 | 0 | 0 | 0 | 0 | 0 | 0 | 0 | 0 | 0 | 0 | 1.3066 | 3.3778 | 0 | 0 | 0 | 4.7605 | 79.3413 | 0.21139 | 0 | 0 | 0 | 3.3778
2007-11-10 02:00 | 0 | 0 | -71.4244 | 90 | 0 | 0 | 0 | 0 | 0 | 0 | 0 | 0 | 0 | 0 | 0 | 0 | 0 | 0 | 0 | 0 | 0 | 1.3066 | 3.3778 | 0 | 0 | 0 | 4.7605 | 79.3413 | 0.21139 | 0 | 0 | 0 | 3.3778
2007-11-10 03:00 | 0 | 0 | -74.259 | 90 | 0 | 0 | 0.36652 | 0.36652 | 0 | 0 | 0 | 0.36652 | 0 | 0 | 5.5511e-17 | 0 | 0 | 0.38581 | 0.36652 | 0 | 0 | 1.3066 | 3.3778 | 0 | 0.38581 | -0.38581 | 4.3538 | 72.5633 | 0.21139 | 0.40317 | 0 | 0 | 3.3778
2007-11-10 04:00 | 0 | 0 | -74.7402 | 90 | 0 | 0 | 0 | 0 | 0 | 0 | 0 | 0 | 0 | 0 | 0 | 0 | 0 | 0 | 0 | 0 | 0 | 1.7352 | 2.992 | 0 | 0 | 0 | 4.3538 | 72.5633 | 0.21139 | 0 | 0 | 0 | 2.992
2007-11-10 05:00 | 0 | 0 | -73.9416 | 90 | 0 | 0 | 0.066648 | 0.066648 | 0 | 0 | 0 | 0.066648 | 0 | 0 | 0 | 0 | 0 | 0.070156 | 0.066648 | 0 | 0 | 1.7352 | 2.992 | 0 | 0.070156 | -0.070156 | 4.2799 | 71.3308 | 0.21139 | 0.073313 | 0 | 0 | 2.992
2007-11-10 06:00 | 0.025821 | 0.038584 | -72.1153 | 87.1984 | 0.098329 | 0.17542 | 0.37047 | 0.37047 | 0 | 0 | 0 | 0.37047 | 47.3499 | 0 | 0 | 0 | 0.17542 | 0.38997 | 0.37047 | 0 | 0 | 1.8132 | 2.9218 | 0 | 0.21455 | -0.21455 | 4.0537 | 67.5615 | 0.21139 | 0.40752 | 0.14033 | 0 | 3.0972
2007-11-10 07:00 | 0.21503 | 14.0223 | -69.1419 | 72.9307 | 0.25091 | 0.44762 | 1.0826 | 1.0826 | 0 | 0 | 0 | 1.0826 | 41.3479 | 0 | 2.2204e-16 | 0 | 0.44762 | 1.1395 | 1.0826 | 0 | 0 | 2.0516 | 2.7073 | 0 | 0.69193 | -0.69193 | 3.3243 | 55.4057 | 0.21139 | 1.1908 | 0.3581 | 0 | 3.1549
2007-11-10 08:00 | 0.47005 | 27.6568 | -64.548 | 58.7898 | 0.52036 | 0.92832 | 0.31549 | 0.31549 | 0 | 0 | 0 | 0.31549 | 294.2434 | 0 | 0 | 0 | 0.92832 | 0.3321 | 0.31549 | 0 | 0 | 2.8204 | 2.0153 | 0.59622 | 0 | 0.59622 | 3.89 | 64.8327 | 0.21131 | 0.34704 | 0.74265 | 0 | 2.9436
2007-11-10 09:00 | 0.65998 | 40.6306 | -57.2708 | 44.9662 | 0.71266 | 1.2714 | 1.6507 | 1.6507 | 1.7 | 0 | 0.5202 | 1.6507 | 77.0226 | 6.9389e-18 | 0 | 0 | 1.2714 | 0 | 0 | 0.049341 | 0.046874 | 2.2242 | 2.5519 | 1.3183 | 0 | 1.3183 | 5.1406 | 85.6761 | 0.21137 | 1.8157 | 1.0171 | 1.7 | 3.8233
2007-11-10 10:00 | 0.88136 | 52.2387 | -45.0751 | 31.9341 | 0.94341 | 1.683 | 0.39881 | 0.39881 | 0 | 0 | 0 | 0.39881 | 422.0152 | 0.35731 | 0 | 0 | 1.683 | 0.4198 | 0.39881 | 0 | 0 | 0.90592 | 3.7384 | 0.90592 | 0 | 0.90592 | 6 | 100 | 0.21126 | 0.43869 | 1.3464 | 0 | 5.4214
2007-11-10 11:00 | 1.1078 | 60.7908 | -24.089 | 21.2574 | 1.181 | 2.1068 | 0.96856 | 0.96856 | 0 | 0 | 0 | 0.96856 | 217.5208 | 1.0873 | 0 | 0 | 2.1068 | 1.0195 | 0.96856 | 0 | 0 | 0 | 4.5537 | 0 | 0 | 0 | 6 | 100 | 0.21126 | 1.0654 | 1.6855 | 0 | 6.6605
2007-11-10 12:00 | 1.1428 | 63.1761 | 6.2077 | 17.8691 | 1.2171 | 2.1713 | 1.6118 | 1.6118 | 0.425 | 0 | 0.17213 | 1.6118 | 134.7147 | 0.92207 | 0 | 0 | 2.1713 | 1.2493 | 1.1868 | 0 | 0 | 0 | 4.5537 | 0 | 0 | 0 | 6 | 100 | 0.21126 | 1.773 | 1.7371 | 1.7 | 6.725
2007-11-10 13:00 | 1.0051 | 57.9838 | 33.6076 | 24.9463 | 1.0725 | 1.9133 | 1.5127 | 1.5127 | 0.425 | 0 | 0.17213 | 1.5127 | 126.4851 | 0.76839 | 0 | 0 | 1.9133 | 1.145 | 1.0877 | 0 | 0 | 0 | 4.5537 | 0 | 0 | 0 | 6 | 100 | 0.21126 | 1.664 | 1.5307 | 1.7 | 6.467
2007-11-10 14:00 | 0.88948 | 47.9343 | 50.6509 | 36.8831 | 0.95603 | 1.7056 | 0 | 0 | 0 | 0 | 0 | 0 | 0 | 1.7056 | 0 | 0 | 1.7056 | 0 | 0 | 0 | 0 | 0 | 4.5537 | 0 | 0 | 0 | 6 | 100 | 0.21126 | 0 | 1.3645 | 0 | 6.2593
2007-11-10 15:00 | 0.68024 | 35.6636 | 60.5453 | 50.3186 | 0.74244 | 1.3245 | 1.1512 | 1.1512 | 0 | 0 | 0 | 1.1512 | 115.0583 | 0.11276 | 0 | 0 | 1.3245 | 1.2117 | 1.1512 | 0 | 0 | 0 | 4.5537 | 0 | 0 | 0 | 6 | 100 | 0.21126 | 1.2663 | 1.0596 | 0 | 5.8782
2007-11-10 16:00 | 0.38126 | 22.3773 | 66.5888 | 64.2997 | 0.4296 | 0.76641 | 1.9948 | 1.9948 | 1.2667 | 0 | 0.4019 | 1.9948 | 38.4213 | 0 | 0 | 0 | 0.76641 | 0.76641 | 0.72809 | 0 | 0 | 0 | 4.5537 | 0 | 0 | 0 | 6 | 100 | 0.21126 | 2.1942 | 0.61313 | 1.7 | 5.3201
2007-11-10 17:00 | 0.15855 | 8.5806 | 70.4631 | 78.5061 | 0.20851 | 0.37198 | 1.3021 | 1.3021 | 0.94877 | 0 | 0.31511 | 1.3021 | 28.5665 | 1.1102e-16 | 0 | 0 | 0.37198 | 0.37198 | 0.35338 | 0 | 0 | 0 | 4.5537 | 0 | 0 | 0 | 6 | 100 | 0.21126 | 1.4324 | 0.29758 | 1.7 | 4.9257
2007-11-10 18:00 | 0.0010593 | 0 | 72.9531 | 90 | 0 | 0 | 4.8153 | 3.08 | 1.7 | 0 | 0.5202 | 3.08 | 0 | 0 | 1.7353 | 2.2168 | 0 | 1.4526 | 1.38 | 0 | 0 | 0 | 4.5537 | 0 | 1.4526 | -1.4526 | 4.4688 | 74.4799 | 0.21126 | 5.2968 | 0 | 1.7 | 4.5537
2007-11-10 19:00 | 0 | 0 | 74.3804 | 90 | 0 | 0 | 1.5302 | 1.5302 | 1.7 | 0 | 0.5202 | 1.5302 | 0 | 0 | 0 | 0 | 0 | 0 | 0 | 0.16984 | 0.16135 | 1.614 | 3.1011 | 0.16135 | 0 | 0.16135 | 4.6219 | 77.0311 | 0.21127 | 1.6832 | 0 | 1.7 | 3.1011
2007-11-10 20:00 | 0 | 0 | 74.7357 | 90 | 0 | 0 | 3.5725 | 3.08 | 1.7 | 0 | 0.5202 | 3.08 | 0 | 0 | 0.49252 | 0.84977 | 0 | 1.4526 | 1.38 | 0 | 0 | 1.4527 | 3.2463 | 0 | 1.4526 | -1.4526 | 3.0907 | 51.511 | 0.21127 | 3.9298 | 0 | 1.7 | 3.2463
2007-11-10 21:00 | 0 | 0 | 73.5436 | 90 | 0 | 0 | 0.48158 | 0.48158 | 1.7 | 0 | 0.5202 | 0.48158 | 0 | 0 | 0 | 0 | 0 | 0 | 0 | 1.2184 | 1.1575 | 3.0667 | 1.7936 | 1.1575 | 0 | 1.1575 | 4.1888 | 69.8126 | 0.21134 | 0.52974 | 0 | 1.7 | 1.7936
2007-11-10 22:00 | 0 | 0 | 68.9966 | 90 | 0 | 0 | 0.32791 | 0.32791 | 1.7 | 0 | 0.5202 | 0.32791 | 0 | 0 | 0 | 0 | 0 | 0 | 0 | 1.3721 | 1.3035 | 1.9092 | 2.8354 | 1.3035 | 0 | 1.3035 | 5.4254 | 90.4226 | 0.21141 | 0.3607 | 0 | 1.7 | 2.8354
2007-11-10 23:00 | 0 | 0 | 52.3962 | 90 | 0 | 0 | 0.13438 | 0.13438 | 0 | 0 | 0 | 0.13438 | 0 | 0 | 2.7756e-17 | 0 | 0 | 0.14145 | 0.13438 | 0 | 0 | 0.60573 | 4.0085 | 0 | 0.14145 | -0.14145 | 5.2763 | 87.9376 | 0.21141 | 0.14781 | 0 | 0 | 4.0085
2007-11-11 | 0 | 0 | -17.3145 | 90 | 0 | 0 | 0.45772 | 0.45772 | 0 | 0 | 0 | 0.45772 | 0 | 0 | 5.5511e-17 | 0 | 0 | 0.48181 | 0.45772 | 0 | 0 | 0.7629 | 3.8671 | 0 | 0.48181 | -0.48181 | 4.7684 | 79.4731 | 0.21141 | 0.50349 | 0 | 0 | 3.8671
2007-11-11 01:00 | 0 | 0 | -61.0458 | 90 | 0 | 0 | 0.26661 | 0.26661 | 0 | 0 | 0 | 0.26661 | 0 | 0 | 5.5511e-17 | 0 | 0 | 0.28064 | 0.26661 | 0 | 0 | 1.2982 | 3.3853 | 0 | 0.28064 | -0.28064 | 4.4726 | 74.5427 | 0.21141 | 0.29327 | 0 | 0 | 3.3853
2007-11-11 02:00 | 0 | 0 | -70.9429 | 90 | 0 | 0 | 0.18566 | 0.18566 | 0 | 0 | 0 | 0.18566 | 0 | 0 | 0 | 0 | 0 | 0.19543 | 0.18566 | 0 | 0 | 1.6101 | 3.1046 | 0 | 0.19543 | -0.19543 | 4.2666 | 71.1092 | 0.21141 | 0.20423 | 0 | 0 | 3.1046
2007-11-11 03:00 | 0 | 0 | -73.8993 | 90 | 0 | 0 | 0.065237 | 0.065237 | 0 | 0 | 0 | 0.065237 | 0 | 0 | 1.3878e-17 | 0 | 0 | 0.06867 | 0.065237 | 0 | 0 | 1.8272 | 2.9092 | 0 | 0.06867 | -0.06867 | 4.1942 | 69.9028 | 0.21141 | 0.071761 | 0 | 0 | 2.9092
2007-11-11 04:00 | 0 | 0 | -74.4414 | 90 | 0 | 0 | 0.42507 | 0.42507 | 0 | 0 | 0 | 0.42507 | 0 | 0 | 5.5511e-17 | 0 | 0 | 0.44744 | 0.42507 | 0 | 0 | 1.9035 | 2.8405 | 0 | 0.44744 | -0.44744 | 3.7225 | 62.0421 | 0.21141 | 0.46757 | 0 | 0 | 2.8405
2007-11-11 05:00 | 0 | 0 | -73.6737 | 90 | 0 | 0 | 0.10141 | 0.10141 | 0 | 0 | 0 | 0.10141 | 0 | 0 | 0 | 0 | 0 | 0.10674 | 0.10141 | 0 | 0 | 2.4007 | 2.3931 | 0 | 0.10674 | -0.10674 | 3.61 | 60.1668 | 0.21141 | 0.11155 | 0 | 0 | 2.3931
2007-11-11 06:00 | 0.026213 | 0 | -71.86 | 90 | 0 | 0 | 0.36688 | 0.36688 | 0 | 0 | 0 | 0.36688 | 0 | 0 | 5.5511e-17 | 0 | 0 | 0.38619 | 0.36688 | 0 | 0 | 2.5193 | 2.2863 | 0 | 0.38619 | -0.38619 | 3.2029 | 53.3821 | 0.21141 | 0.40357 | 0 | 0 | 2.2863
2007-11-11 07:00 | 0.25012 | 13.9315 | -68.886 | 72.9823 | 0.30032 | 0.53578 | 0 | 0 | 0 | 0 | 0 | 0 | 0 | 0 | 0 | 0 | 0.53578 | 0 | 0 | 0 | 0 | 2.9484 | 1.9001 | 0.53578 | 0 | 0.53578 | 3.7112 | 61.8535 | 0.21134 | 0 | 0.42862 | 0 | 2.4359
2007-11-11 08:00 | 0.55377 | 27.5396 | -64.2806 | 58.8662 | 0.61676 | 1.1003 | 1.7298 | 1.7298 | 1.7 | 0 | 0.5202 | 1.7298 | 63.6087 | 0 | 0 | 0 | 1.1003 | 0.031368 | 0.029799 | 0 | 0 | 2.4126 | 2.3823 | 1.0689 | 0 | 1.0689 | 4.7253 | 78.7548 | 0.21139 | 1.9028 | 0.88024 | 1.7 | 3.4826
2007-11-11 09:00 | 0.69806 | 40.4788 | -56.9858 | 45.075 | 0.7563 | 1.3492 | 1.8939 | 1.8939 | 1.7 | 0 | 0.5202 | 1.8939 | 71.2401 | 0 | 0 | 0 | 1.3492 | 0.20413 | 0.19392 | 0 | 0 | 1.3437 | 3.3444 | 1.1451 | 0 | 1.1451 | 5.8116 | 96.8604 | 0.21145 | 2.0833 | 1.0794 | 1.7 | 4.6936
2007-11-11 10:00 | 0.84762 | 52.0406 | -44.7898 | 32.0912 | 0.90773 | 1.6194 | 1.6396 | 1.6396 | 0.425 | 0 | 0.17213 | 1.6396 | 98.7662 | 0.14228 | 0 | 0 | 1.6194 | 1.2785 | 1.2146 | 0 | 0 | 0.19856 | 4.375 | 0.19856 | 0 | 0.19856 | 6 | 100 | 0.21142 | 1.8036 | 1.2955 | 1.7 | 5.9944
2007-11-11 11:00 | 1.0432 | 60.5413 | -23.9104 | 21.4877 | 1.1126 | 1.9848 | 0.30659 | 0.30659 | 0 | 0 | 0 | 0.30659 | 647.3911 | 1.6621 | 0 | 0 | 1.9848 | 0.32272 | 0.30659 | 0 | 0 | 0 | 4.5537 | 0 | 0 | 0 | 6 | 100 | 0.21142 | 0.33725 | 1.5879 | 0 | 6.5385
2007-11-11 12:00 | 0.88927 | 62.9175 | 6.0863 | 18.1244 | 0.94408 | 1.6842 | 1.1643 | 1.1643 | 0 | 0 | 0 | 1.1643 | 144.6627 | 0.45871 | 0 | 0 | 1.6842 | 1.2255 | 1.1643 | 0 | 0 | 0 | 4.5537 | 0 | 0 | 0 | 6 | 100 | 0.21142 | 1.2807 | 1.3474 | 0 | 6.2379
2007-11-11 13:00 | 0.79053 | 57.7827 | 33.2846 | 25.108 | 0.83785 | 1.4947 | 0 | 0 | 0 | 0 | 0 | 0 | 0 | 1.4947 | 0 | 0 | 1.4947 | 0 | 0 | 0 | 0 | 0 | 4.5537 | 0 | 0 | 0 | 6 | 100 | 0.21142 | 0 | 1.1958 | 0 | 6.0484
2007-11-11 14:00 | 0.78288 | 47.7972 | 50.3139 | 36.9718 | 0.84097 | 1.5003 | 0.63088 | 0.63088 | 0 | 0 | 0 | 0.63088 | 237.8112 | 0.83622 | 0 | 0 | 1.5003 | 0.66408 | 0.63088 | 0 | 0 | 0 | 4.5537 | 0 | 0 | 0 | 6 | 100 | 0.21142 | 0.69397 | 1.2002 | 0 | 6.054
2007-11-11 15:00 | 0.66025 | 35.5733 | 60.2396 | 50.3635 | 0.72126 | 1.2867 | 0.94106 | 0.94106 | 0 | 0 | 0 | 0.94106 | 136.7318 | 0.29614 | 0 | 0 | 1.2867 | 0.99059 | 0.94106 | 0 | 0 | 0 | 4.5537 | 0 | 0 | 0 | 6 | 100 | 0.21142 | 1.0352 | 1.0294 | 0 | 5.8404
2007-11-11 16:00 | 0.3536 | 22.3205 | 66.3096 | 64.3146 | 0.39582 | 0.70614 | 1.3969 | 1.3969 | 0.7261 | 0 | 0.25432 | 1.3969 | 50.5495 | 1.1102e-16 | 0 | 0 | 0.70614 | 0.70614 | 0.67083 | 0 | 0 | 0 | 4.5537 | 0 | 0 | 0 | 6 | 100 | 0.21142 | 1.5366 | 0.56491 | 1.7 | 5.2598
2007-11-11 17:00 | 0.12558 | 8.5494 | 70.1975 | 78.4973 | 0.15662 | 0.27942 | 1.2626 | 1.2626 | 0.99717 | 0 | 0.32833 | 1.2626 | 22.1299 | 1.1102e-16 | 0 | 0 | 0.27942 | 0.27942 | 0.26545 | 0 | 0 | 0 | 4.5537 | 0 | 0 | 0 | 6 | 100 | 0.21142 | 1.3889 | 0.22353 | 1.7 | 4.8331
2007-11-11 18:00 | 0.0012363 | 0 | 72.6877 | 90 | 0 | 0 | 0.53746 | 0.53746 | 0 | 0 | 0 | 0.53746 | 0 | 0 | 0 | 0 | 0 | 0.56574 | 0.53746 | 0 | 0 | 0 | 4.5537 | 0 | 0.56574 | -0.56574 | 5.4037 | 90.0609 | 0.21142 | 0.5912 | 0 | 0 | 4.5537
2007-11-11 19:00 | 0 | 0 | 74.0998 | 90 | 0 | 0 | 0.1421 | 0.1421 | 0 | 0 | 0 | 0.1421 | 0 | 0 | 0 | 0 | 0 | 0.14958 | 0.1421 | 0 | 0 | 0.6286 | 3.9879 | 0 | 0.14958 | -0.14958 | 5.246 | 87.4331 | 0.21142 | 0.15631 | 0 | 0 | 3.9879
2007-11-11 20:00 | 0 | 0 | 74.419 | 90 | 0 | 0 | 1.6417 | 1.6417 | 1.7 | 0 | 0.5202 | 1.6417 | 0 | 0 | 0 | 0 | 0 | 0 | 0 | 0.058294 | 0.05538 | 0.7948 | 3.8384 | 0.05538 | 0 | 0.05538 | 5.2985 | 88.3087 | 0.21142 | 1.8059 | 0 | 1.7 | 3.8384
2007-11-11 21:00 | 0 | 0 | 73.1554 | 90 | 0 | 0 | 1.8739 | 1.8739 | 1.7 | 0 | 0.5202 | 1.8739 | 0 | 0 | 0 | 0 | 0 | 0.18304 | 0.17389 | 0 | 0 | 0.73942 | 3.8882 | 0 | 0.18304 | -0.18304 | 5.1056 | 85.093 | 0.21142 | 2.0613 | 0 | 1.7 | 3.8882
2007-11-11 22:00 | 0 | 0 | 68.4641 | 90 | 0 | 0 | 0.29223 | 0.29223 | 0 | 0 | 0 | 0.29223 | 0 | 0 | 0 | 0 | 0 | 0.30761 | 0.29223 | 0 | 0 | 0.9428 | 3.7052 | 0 | 0.30761 | -0.30761 | 4.7813 | 79.6888 | 0.21142 | 0.32146 | 0 | 0 | 3.7052
2007-11-11 23:00 | 0 | 0 | 51.6048 | 90 | 0 | 0 | 0.20458 | 0.20458 | 0 | 0 | 0 | 0.20458 | 0 | 0 | 0 | 0 | 0 | 0.21535 | 0.20458 | 0 | 0 | 1.2846 | 3.3976 | 0 | 0.21535 | -0.21535 | 4.5543 | 75.9055 | 0.21142 | 0.22504 | 0 | 0 | 3.3976
2007-11-12 | 0 | 0 | -16.6691 | 90 | 0 | 0 | 0.22599 | 0.22599 | 0 | 0 | 0 | 0.22599 | 0 | 0 | 0 | 0 | 0 | 0.23788 | 0.22599 | 0 | 0 | 1.5239 | 3.1822 | 0 | 0.23788 | -0.23788 | 4.3036 | 71.7263 | 0.21142 | 0.24859 | 0 | 0 | 3.1822
2007-11-12 01:00 | 0 | 0 | -60.312 | 90 | 0 | 0 | 0.26561 | 0.26561 | 0 | 0 | 0 | 0.26561 | 0 | 0 | 0 | 0 | 0 | 0.27959 | 0.26561 | 0 | 0 | 1.7882 | 2.9443 | 0 | 0.27959 | -0.27959 | 4.0089 | 66.8145 | 0.21142 | 0.29217 | 0 | 0 | 2.9443
2007-11-12 02:00 | 0 | 0 | -70.4703 | 90 | 0 | 0 | 0.11706 | 0.11706 | 0 | 0 | 0 | 0.11706 | 0 | 0 | 1.3878e-17 | 0 | 0 | 0.12322 | 0.11706 | 0 | 0 | 2.0988 | 2.6647 | 0 | 0.12322 | -0.12322 | 3.879 | 64.6497 | 0.21142 | 0.12877 | 0 | 0 | 2.6647
2007-11-12 03:00 | 0 | 0 | -73.5464 | 90 | 0 | 0 | 0 | 0 | 0 | 0 | 0 | 0 | 0 | 0 | 0 | 0 | 0 | 0 | 0 | 0 | 0 | 2.2358 | 2.5415 | 0 | 0 | 0 | 3.879 | 64.6497 | 0.21142 | 0 | 0 | 0 | 2.5415
2007-11-12 04:00 | 0 | 0 | -74.1485 | 90 | 0 | 0 | 0 | 0 | 0 | 0 | 0 | 0 | 0 | 0 | 0 | 0 | 0 | 0 | 0 | 0 | 0 | 2.2358 | 2.5415 | 0 | 0 | 0 | 3.879 | 64.6497 | 0.21142 | 0 | 0 | 0 | 2.5415
2007-11-12 05:00 | 0 | 0 | -73.4113 | 90 | 0 | 0 | 0.19845 | 0.19845 | 0 | 0 | 0 | 0.19845 | 0 | 0 | 2.7756e-17 | 0 | 0 | 0.20889 | 0.19845 | 0 | 0 | 2.2358 | 2.5415 | 0 | 0.20889 | -0.20889 | 3.6588 | 60.9799 | 0.21142 | 0.21829 | 0 | 0 | 2.5415
2007-11-12 06:00 | 0.02037 | 0 | -71.6105 | 90 | 0 | 0 | 0.14705 | 0.14705 | 0 | 0 | 0 | 0.14705 | 0 | 0 | 2.7756e-17 | 0 | 0 | 0.15479 | 0.14705 | 0 | 0 | 2.4679 | 2.3326 | 0 | 0.15479 | -0.15479 | 3.4956 | 58.2605 | 0.21142 | 0.16176 | 0 | 0 | 2.3326
2007-11-12 07:00 | 0.13446 | 13.8388 | -68.6363 | 73.0369 | 0.14055 | 0.25074 | 0 | 0 | 0 | 0 | 0 | 0 | 0 | 0 | 0 | 0 | 0.25074 | 0 | 0 | 0 | 0 | 2.6398 | 2.1778 | 0.25074 | 0 | 0.25074 | 3.7335 | 62.225 | 0.21139 | 0 | 0.20059 | 0 | 2.4286
2007-11-12 08:00 | 0.29465 | 27.4208 | -64.0206 | 58.9453 | 0.30623 | 0.54632 | 0.49375 | 0.49375 | 0 | 0 | 0 | 0.49375 | 110.6469 | 0 | 0 | 0 | 0.54632 | 0.51974 | 0.49375 | 0 | 0 | 2.3891 | 2.4035 | 0.026582 | 0 | 0.026582 | 3.7587 | 62.6453 | 0.21139 | 0.54312 | 0.43706 | 0 | 2.9498
2007-11-12 09:00 | 0.2482 | 40.3262 | -56.7103 | 45.1861 | 0.2481 | 0.4426 | 2.3609 | 2.3609 | 1.7 | 0 | 0.5202 | 2.3609 | 18.7472 | 0 | 0 | 0 | 0.4426 | 0.6957 | 0.66091 | 0 | 0 | 2.3625 | 2.4274 | 0 | 0.25309 | -0.25309 | 3.4919 | 58.1989 | 0.21139 | 2.597 | 0.35408 | 1.7 | 2.87
2007-11-12 10:00 | 0.29465 | 51.8431 | -44.5167 | 32.2495 | 0.29425 | 0.52493 | 2.6547 | 2.6547 | 1.7 | 0 | 0.5202 | 2.6547 | 19.7734 | 0 | 4.4409e-16 | 0 | 0.52493 | 1.005 | 0.95475 | 0 | 0 | 2.6437 | 2.1743 | 0 | 0.48007 | -0.48007 | 2.9859 | 49.7651 | 0.21139 | 2.9202 | 0.41995 | 1.7 | 2.6993
2007-11-12 11:00 | 0.58574 | 60.295 | -23.7448 | 21.7162 | 0.60122 | 1.0726 | 0.025484 | 0.025484 | 1.4781 | 0 | 0.45963 | 0.025484 | 4208.907 | 2.2204e-16 | 0 | 0 | 1.0726 | 0 | 0 | 1.4526 | 1.38 | 3.1771 | 1.6943 | 2.4526 | 0 | 2.4526 | 5.3126 | 88.5437 | 0.21127 | 0.028032 | 0.85807 | 1.7 | 2.7668
2007-11-12 12:00 | 0.88261 | 62.6643 | 5.9616 | 18.3742 | 0.93747 | 1.6724 | 3.3288 | 3.08 | 1.7 | 0 | 0.5202 | 3.08 | 54.3 | 0 | 0.24875 | 0.58163 | 1.6724 | 1.4526 | 1.38 | 0 | 0 | 0.72456 | 3.9016 | 0.21981 | 0 | 0.21981 | 5.5212 | 92.0192 | 0.21124 | 3.6616 | 1.338 | 1.7 | 5.574
2007-11-12 13:00 | 0.87672 | 57.5869 | 32.966 | 25.2655 | 0.93531 | 1.6686 | 1.2429 | 1.2429 | 0 | 0 | 0 | 1.2429 | 134.2448 | 0 | 0 | 0 | 1.6686 | 1.3084 | 1.2429 | 0 | 0 | 0.50475 | 4.0994 | 0.36023 | 0 | 0.36023 | 5.8629 | 97.7149 | 0.21119 | 1.3672 | 1.3349 | 0 | 5.768
2007-11-12 14:00 | 0.6389 | 47.6648 | 49.9821 | 37.0568 | 0.67711 | 1.208 | 0.85814 | 0.85814 | 0 | 0 | 0 | 0.85814 | 140.7662 | 0.16014 | 0 | 0 | 1.208 | 0.90331 | 0.85814 | 0 | 0 | 0.14452 | 4.4236 | 0.14452 | 0 | 0.14452 | 6 | 100 | 0.21117 | 0.94395 | 0.96638 | 0 | 5.6316
2007-11-12 15:00 | 0.49491 | 35.4873 | 59.9388 | 50.4049 | 0.53042 | 0.94628 | 0.67129 | 0.67129 | 0 | 0 | 0 | 0.67129 | 140.9635 | 0.23965 | 0 | 0 | 0.94628 | 0.70662 | 0.67129 | 0 | 0 | 0 | 4.5537 | 0 | 0 | 0 | 6 | 100 | 0.21117 | 0.73842 | 0.75702 | 0 | 5.5
2007-11-12 16:00 | 0.38599 | 22.2677 | 66.035 | 64.3261 | 0.43698 | 0.77958 | 1.9223 | 1.9223 | 1.1817 | 0 | 0.3787 | 1.9223 | 40.5546 | 0 | 0 | 0 | 0.77958 | 0.77958 | 0.7406 | 0 | 0 | 0 | 4.5537 | 0 | 0 | 0 | 6 | 100 | 0.21117 | 2.1145 | 0.62366 | 1.7 | 5.3333
2007-11-12 17:00 | 0.10153 | 8.5222 | 69.9366 | 78.4853 | 0.11658 | 0.20798 | 0 | 0 | 0 | 0 | 0 | 0 | 0 | 0.20798 | 0 | 0 | 0.20798 | 0 | 0 | 0 | 0 | 0 | 4.5537 | 0 | 0 | 0 | 6 | 100 | 0.21117 | 0 | 0.16638 | 0 | 4.7617
2007-11-12 18:00 | 0.00088568 | 0 | 72.427 | 90 | 0 | 0 | 0.39485 | 0.39485 | 0 | 0 | 0 | 0.39485 | 0 | 0 | 0 | 0 | 0 | 0.41563 | 0.39485 | 0 | 0 | 0 | 4.5537 | 0 | 0.41563 | -0.41563 | 5.5619 | 92.6981 | 0.21117 | 0.43434 | 0 | 0 | 4.5537
2007-11-12 19:00 | 0 | 0 | 73.8246 | 90 | 0 | 0 | 0.92012 | 0.92012 | 0 | 0 | 0 | 0.92012 | 0 | 0 | 1.1102e-16 | 0 | 0 | 0.96855 | 0.92012 | 0 | 0 | 0.46182 | 4.1381 | 0 | 0.96855 | -0.96855 | 4.541 | 75.6825 | 0.21117 | 1.0121 | 0 | 0 | 4.1381
2007-11-12 20:00 | 0 | 0 | 74.1089 | 90 | 0 | 0 | 0.79226 | 0.79226 | 0 | 0 | 0 | 0.79226 | 0 | 0 | 0 | 0 | 0 | 0.83396 | 0.79226 | 0 | 0 | 1.538 | 3.1695 | 0 | 0.83396 | -0.83396 | 3.6619 | 61.0314 | 0.21117 | 0.87149 | 0 | 0 | 3.1695
2007-11-12 21:00 | 0 | 0 | 72.7764 | 90 | 0 | 0 | 1.6817 | 1.6817 | 1.7 | 0 | 0.5202 | 1.6817 | 0 | 0 | 0 | 0 | 0 | 0 | 0 | 0.018262 | 0.017349 | 2.4646 | 2.3356 | 0.017349 | 0 | 0.017349 | 3.6783 | 61.3057 | 0.21117 | 1.8499 | 0 | 1.7 | 2.3356
2007-11-12 22:00 | 0 | 0 | 67.9476 | 90 | 0 | 0 | 0.2241 | 0.2241 | 1.6767 | 0 | 0.51385 | 0.2241 | 0 | 0 | 0 | 0 | 0 | 0 | 0 | 1.4526 | 1.38 | 2.4472 | 2.3512 | 1.38 | 0 | 1.38 | 4.9875 | 83.1254 | 0.21123 | 0.24651 | 0 | 1.7 | 2.3512
2007-11-12 23:00 | 0 | 0 | 50.8552 | 90 | 0 | 0 | 0.14858 | 0.14858 | 0 | 0 | 0 | 0.14858 | 0 | 0 | 2.7756e-17 | 0 | 0 | 0.15639 | 0.14858 | 0 | 0 | 1.0672 | 3.5932 | 0 | 0.15639 | -0.15639 | 4.8227 | 80.3778 | 0.21123 | 0.16343 | 0 | 0 | 3.5932
2007-11-13 | 0 | 0 | -16.0463 | 90 | 0 | 0 | 0.0046599 | 0.0046599 | 0 | 0 | 0 | 0.0046599 | 0 | 0 | 8.6736e-19 | 0 | 0 | 0.0049051 | 0.0046599 | 0 | 0 | 1.241 | 3.4368 | 0 | 0.0049051 | -0.0049051 | 4.8175 | 80.2916 | 0.21123 | 0.0051259 | 0 | 0 | 3.4368
2007-11-13 01:00 | 0 | 0 | -59.5946 | 90 | 0 | 0 | 0.2813 | 0.2813 | 0 | 0 | 0 | 0.2813 | 0 | 0 | 5.5511e-17 | 0 | 0 | 0.29611 | 0.2813 | 0 | 0 | 1.2465 | 3.4319 | 0 | 0.29611 | -0.29611 | 4.5054 | 75.0896 | 0.21123 | 0.30943 | 0 | 0 | 3.4319
2007-11-13 02:00 | 0 | 0 | -70.0068 | 90 | 0 | 0 | 0.15775 | 0.15775 | 0 | 0 | 0 | 0.15775 | 0 | 0 | 2.7756e-17 | 0 | 0 | 0.16605 | 0.15775 | 0 | 0 | 1.5755 | 3.1358 | 0 | 0.16605 | -0.16605 | 4.3303 | 72.1723 | 0.21123 | 0.17353 | 0 | 0 | 3.1358
2007-11-13 03:00 | 0 | 0 | -73.2004 | 90 | 0 | 0 | 0 | 0 | 0 | 0 | 0 | 0 | 0 | 0 | 0 | 0 | 0 | 0 | 0 | 0 | 0 | 1.76 | 2.9697 | 0 | 0 | 0 | 4.3303 | 72.1723 | 0.21123 | 0 | 0 | 0 | 2.9697
2007-11-13 04:00 | 0 | 0 | -73.8616 | 90 | 0 | 0 | 0 | 0 | 0 | 0 | 0 | 0 | 0 | 0 | 0 | 0 | 0 | 0 | 0 | 0 | 0 | 1.76 | 2.9697 | 0 | 0 | 0 | 4.3303 | 72.1723 | 0.21123 | 0 | 0 | 0 | 2.9697
2007-11-13 05:00 | 0 | 0 | -73.1547 | 90 | 0 | 0 | 0.061632 | 0.061632 | 0 | 0 | 0 | 0.061632 | 0 | 0 | 6.9389e-18 | 0 | 0 | 0.064875 | 0.061632 | 0 | 0 | 1.76 | 2.9697 | 0 | 0.064875 | -0.064875 | 4.262 | 71.0326 | 0.21123 | 0.067795 | 0 | 0 | 2.9697
2007-11-13 06:00 | 0.031544 | 0 | -71.3667 | 90 | 0 | 0 | 0.25516 | 0.25516 | 0 | 0 | 0 | 0.25516 | 0 | 0 | 5.5511e-17 | 0 | 0 | 0.26858 | 0.25516 | 0 | 0 | 1.8321 | 2.9048 | 0 | 0.26858 | -0.26858 | 3.9788 | 66.314 | 0.21123 | 0.28067 | 0 | 0 | 2.9048
2007-11-13 07:00 | 0.24917 | 13.7442 | -68.3931 | 73.0943 | 0.30134 | 0.53758 | 0.6534 | 0.6534 | 0 | 0 | 0 | 0.6534 | 82.2749 | 0 | 0 | 0 | 0.53758 | 0.68779 | 0.6534 | 0 | 0 | 2.1305 | 2.6362 | 0 | 0.1502 | -0.1502 | 3.8205 | 63.6752 | 0.21123 | 0.71874 | 0.43007 | 0 | 3.1738
2007-11-13 08:00 | 0.51151 | 27.3006 | -63.768 | 59.027 | 0.571 | 1.0187 | 1.703 | 1.703 | 1.7 | 0 | 0.5202 | 1.703 | 59.8157 | 0 | 0 | 0 | 1.0187 | 0.0031561 | 0.0029983 | 0 | 0 | 2.2974 | 2.486 | 1.0155 | 0 | 1.0155 | 4.7839 | 79.7317 | 0.21128 | 1.8733 | 0.81493 | 1.7 | 3.5047
2007-11-13 09:00 | 0.68623 | 40.1729 | -56.444 | 45.2992 | 0.74489 | 1.3289 | 0 | 0 | 0.425 | 0 | 0.17213 | 0 | 0 | 0.47201 | 0 | 0 | 1.3289 | 0 | 0 | 0 | 0 | 1.2819 | 3.4 | 1.2819 | 0 | 1.2819 | 6 | 100 | 0.21111 | 0 | 1.0631 | 1.7 | 4.7289
2007-11-13 10:00 | 0.90643 | 51.6465 | -44.2557 | 32.4088 | 0.97318 | 1.7362 | 0 | 0 | 0 | 0 | 0 | 0 | 0 | 1.7362 | 0 | 0 | 1.7362 | 0 | 0 | 0 | 0 | 0 | 4.5537 | 0 | 0 | 0 | 6 | 100 | 0.21111 | 0 | 1.3889 | 0 | 6.2898
2007-11-13 11:00 | 1.079 | 60.0522 | -23.5917 | 21.9426 | 1.153 | 2.057 | 1.4622 | 1.4622 | 0.425 | 0 | 0.17213 | 1.4622 | 140.6761 | 0.96517 | 0 | 0 | 2.057 | 1.0918 | 1.0372 | 0 | 0 | 0 | 4.5537 | 0 | 0 | 0 | 6 | 100 | 0.21111 | 1.6084 | 1.6456 | 1.7 | 6.6106
2007-11-13 12:00 | 1.0261 | 62.4168 | 5.8335 | 18.6184 | 1.0945 | 1.9525 | 0 | 0 | 0 | 0 | 0 | 0 | 0 | 1.9525 | 0 | 0 | 1.9525 | 0 | 0 | 0 | 0 | 0 | 4.5537 | 0 | 0 | 0 | 6 | 100 | 0.21111 | 0 | 1.562 | 0 | 6.5062
2007-11-13 13:00 | 1.0803 | 57.3966 | 32.6516 | 25.4184 | 1.1563 | 2.0629 | 1.2835 | 1.2835 | 0.425 | 0 | 0.17213 | 1.2835 | 160.7191 | 1.1592 | 0 | 0 | 2.0629 | 0.90372 | 0.85853 | 0 | 0 | 0 | 4.5537 | 0 | 0 | 0 | 6 | 100 | 0.21111 | 1.4119 | 1.6503 | 1.7 | 6.6166
2007-11-13 14:00 | 0.91991 | 47.5372 | 49.6555 | 37.138 | 0.99189 | 1.7695 | 1.9483 | 1.9483 | 0.56825 | 0 | 0.21123 | 1.9483 | 90.8268 | 0.3169 | 0 | 0 | 1.7695 | 1.4526 | 1.38 | 0 | 0 | 0 | 4.5537 | 0 | 0 | 0 | 6 | 100 | 0.21111 | 2.1431 | 1.4156 | 1.7 | 6.3232
2007-11-13 15:00 | 0.69699 | 35.4057 | 59.6429 | 50.4428 | 0.76364 | 1.3623 | 0 | 0 | 0 | 0 | 0 | 0 | 0 | 1.3623 | 0 | 0 | 1.3623 | 0 | 0 | 0 | 0 | 0 | 4.5537 | 0 | 0 | 0 | 6 | 100 | 0.21111 | 0 | 1.0899 | 0 | 5.916
2007-11-13 16:00 | 0.42046 | 22.2192 | 65.7651 | 64.3343 | 0.4786 | 0.85383 | 1.9294 | 1.9294 | 1.1183 | 0 | 0.36138 | 1.9294 | 44.2538 | 1.1102e-16 | 0 | 0 | 0.85383 | 0.85383 | 0.81114 | 0 | 0 | 0 | 4.5537 | 0 | 0 | 0 | 6 | 100 | 0.21111 | 2.1223 | 0.68306 | 1.7 | 5.4075
2007-11-13 17:00 | 0.12991 | 8.4991 | 69.6803 | 78.4701 | 0.16544 | 0.29515 | 0.2425 | 0.2425 | 0 | 0 | 0 | 0.2425 | 121.7119 | 0.039888 | 0 | 0 | 0.29515 | 0.25526 | 0.2425 | 0 | 0 | 0 | 4.5537 | 0 | 0 | 0 | 6 | 100 | 0.21111 | 0.26675 | 0.23612 | 0 | 4.8488
2007-11-13 18:00 | 0.0010091 | 0 | 72.1714 | 90 | 0 | 0 | 2.1362 | 2.1362 | 1.7 | 0 | 0.5202 | 2.1362 | 0 | 0 | 0 | 0 | 0 | 0.45919 | 0.43623 | 0 | 0 | 0 | 4.5537 | 0 | 0.45919 | -0.45919 | 5.516 | 91.9328 | 0.21111 | 2.3499 | 0 | 1.7 | 4.5537
2007-11-13 19:00 | 0 | 0 | 73.5549 | 90 | 0 | 0 | 2.6034 | 2.6034 | 1.7 | 0 | 0.5202 | 2.6034 | 0 | 0 | 0 | 0 | 0 | 0.95099 | 0.90344 | 0 | 0 | 0.51022 | 4.0945 | 0 | 0.95099 | -0.95099 | 4.5135 | 75.2256 | 0.21111 | 2.8638 | 0 | 1.7 | 4.0945
2007-11-13 20:00 | 0 | 0 | 73.8057 | 90 | 0 | 0 | 2.0025 | 2.0025 | 1.7 | 0 | 0.5202 | 2.0025 | 0 | 0 | 0 | 0 | 0 | 0.31837 | 0.30246 | 0 | 0 | 1.5669 | 3.1435 | 0 | 0.31837 | -0.31837 | 4.178 | 69.6324 | 0.21111 | 2.2027 | 0 | 1.7 | 3.1435
2007-11-13 21:00 | 0 | 0 | 72.4069 | 90 | 0 | 0 | 0 | 0 | 1.4526 | 0 | 0.45267 | 0 | 0 | 0 | 0 | 0 | 0 | 0 | 0 | 1.4526 | 1.38 | 1.9206 | 2.8251 | 1.38 | 0 | 1.38 | 5.4871 | 91.452 | 0.21112 | 0 | 0 | 1.7 | 2.8251
2007-11-13 22:00 | 0 | 0 | 67.4473 | 90 | 0 | 0 | 0.40308 | 0.40308 | 0 | 0 | 0 | 0.40308 | 0 | 0 | 5.5511e-17 | 0 | 0 | 0.4243 | 0.40308 | 0 | 0 | 0.54062 | 4.0671 | 0 | 0.4243 | -0.4243 | 5.0399 | 83.9979 | 0.21112 | 0.44339 | 0 | 0 | 4.0671
2007-11-13 23:00 | 0 | 0 | 50.1464 | 90 | 0 | 0 | 0.10698 | 0.10698 | 0 | 0 | 0 | 0.10698 | 0 | 0 | 1.3878e-17 | 0 | 0 | 0.11261 | 0.10698 | 0 | 0 | 1.0121 | 3.6428 | 0 | 0.11261 | -0.11261 | 4.9212 | 82.0195 | 0.21112 | 0.11768 | 0 | 0 | 3.6428
2007-11-14 | 0 | 0 | -15.444 | 90 | 0 | 0 | 0 | 0 | 0 | 0 | 0 | 0 | 0 | 0 | 0 | 0 | 0 | 0 | 0 | 0 | 0 | 1.1372 | 3.5302 | 0 | 0 | 0 | 4.9212 | 82.0195 | 0.21112 | 0 | 0 | 0 | 3.5302
2007-11-14 01:00 | 0 | 0 | -58.8931 | 90 | 0 | 0 | 0.2558 | 0.2558 | 0 | 0 | 0 | 0.2558 | 0 | 0 | 0 | 0 | 0 | 0.26926 | 0.2558 | 0 | 0 | 1.1372 | 3.5302 | 0 | 0.26926 | -0.26926 | 4.6374 | 77.2891 | 0.21112 | 0.28138 | 0 | 0 | 3.5302
2007-11-14 02:00 | 0 | 0 | -69.5523 | 90 | 0 | 0 | 0.12112 | 0.12112 | 0 | 0 | 0 | 0.12112 | 0 | 0 | 0 | 0 | 0 | 0.1275 | 0.12112 | 0 | 0 | 1.4364 | 3.261 | 0 | 0.1275 | -0.1275 | 4.503 | 75.0492 | 0.21112 | 0.13324 | 0 | 0 | 3.261
2007-11-14 03:00 | 0 | 0 | -72.8613 | 90 | 0 | 0 | 0.12474 | 0.12474 | 0 | 0 | 0 | 0.12474 | 0 | 0 | 1.3878e-17 | 0 | 0 | 0.13131 | 0.12474 | 0 | 0 | 1.578 | 3.1335 | 0 | 0.13131 | -0.13131 | 4.3646 | 72.7424 | 0.21112 | 0.13721 | 0 | 0 | 3.1335
2007-11-14 04:00 | 0 | 0 | -73.5807 | 90 | 0 | 0 | 0.10773 | 0.10773 | 0 | 0 | 0 | 0.10773 | 0 | 0 | 1.3878e-17 | 0 | 0 | 0.1134 | 0.10773 | 0 | 0 | 1.7239 | 3.0022 | 0 | 0.1134 | -0.1134 | 4.245 | 70.7502 | 0.21112 | 0.1185 | 0 | 0 | 3.0022
2007-11-14 05:00 | 0 | 0 | -72.9038 | 90 | 0 | 0 | 0 | 0 | 0 | 0 | 0 | 0 | 0 | 0 | 0 | 0 | 0 | 0 | 0 | 0 | 0 | 1.8499 | 2.8888 | 0 | 0 | 0 | 4.245 | 70.7502 | 0.21112 | 0 | 0 | 0 | 2.8888
2007-11-14 06:00 | 0.026379 | 0 | -71.1289 | 90 | 0 | 0 | 0.41314 | 0.41314 | 0 | 0 | 0 | 0.41314 | 0 | 0 | 5.5511e-17 | 0 | 0 | 0.43489 | 0.41314 | 0 | 0 | 1.8499 | 2.8888 | 0 | 0.43489 | -0.43489 | 3.7866 | 63.11 | 0.21112 | 0.45446 | 0 | 0 | 2.8888
2007-11-14 07:00 | 0.24269 | 13.6478 | -68.1562 | 73.1545 | 0.29392 | 0.52435 | 0 | 0 | 0 | 0 | 0 | 0 | 0 | 0 | 0 | 0 | 0.52435 | 0 | 0 | 0 | 0 | 2.3331 | 2.4539 | 0.52435 | 0 | 0.52435 | 4.284 | 71.4006 | 0.21106 | 0 | 0.41948 | 0 | 2.9782
2007-11-14 08:00 | 0.52705 | 27.179 | -63.5229 | 59.1112 | 0.58954 | 1.0517 | 1.917 | 1.917 | 1.7 | 0 | 0.5202 | 1.917 | 54.8645 | 0 | 0 | 0 | 1.0517 | 0.22838 | 0.21696 | 0 | 0 | 1.8088 | 2.9258 | 0.82335 | 0 | 0.82335 | 5.0651 | 84.4189 | 0.2111 | 2.1087 | 0.84139 | 1.7 | 3.9775
2007-11-14 09:00 | 0.76816 | 40.0191 | -56.1872 | 45.4143 | 0.836 | 1.4914 | 1.431 | 1.431 | 0.95032 | 0 | 0.31554 | 1.431 | 104.2217 | 0 | 0 | 0 | 1.4914 | 0.50599 | 0.48069 | 0 | 0 | 0.98544 | 3.6668 | 0.98544 | 0 | 0.98544 | 6 | 100 | 0.21107 | 1.5741 | 1.1931 | 1.7 | 5.1582
2007-11-14 10:00 | 0.81158 | 51.4508 | -44.0068 | 32.5689 | 0.87053 | 1.553 | 0.20351 | 0.20351 | 0 | 0 | 0 | 0.20351 | 763.1045 | 1.3388 | 0 | 0 | 1.553 | 0.21423 | 0.20351 | 0 | 0 | 0 | 4.5537 | 0 | 0 | 0 | 6 | 100 | 0.21107 | 0.22387 | 1.2424 | 0 | 6.1067
2007-11-14 11:00 | 1.0977 | 59.8128 | -23.4509 | 22.1668 | 1.174 | 2.0945 | 1.3284 | 1.3284 | 0.425 | 0 | 0.17213 | 1.3284 | 157.665 | 1.1435 | 0 | 0 | 2.0945 | 0.95098 | 0.90343 | 0 | 0 | 0 | 4.5537 | 0 | 0 | 0 | 6 | 100 | 0.21107 | 1.4613 | 1.6756 | 1.7 | 6.6482
2007-11-14 12:00 | 1.1342 | 62.1748 | 5.7023 | 18.8571 | 1.2118 | 2.1618 | 1.1758 | 1.1758 | 0 | 0 | 0 | 1.1758 | 183.8609 | 0.92412 | 0 | 0 | 2.1618 | 1.2376 | 1.1758 | 0 | 0 | 0 | 4.5537 | 0 | 0 | 0 | 6 | 100 | 0.21107 | 1.2933 | 1.7294 | 0 | 6.7155
2007-11-14 13:00 | 1.0776 | 57.2116 | 32.3415 | 25.5669 | 1.1544 | 2.0594 | 1.9979 | 1.9979 | 0.61787 | 0 | 0.22478 | 1.9979 | 103.0824 | 0.60682 | 0 | 0 | 2.0594 | 1.4526 | 1.38 | 0 | 0 | 0 | 4.5537 | 0 | 0 | 0 | 6 | 100 | 0.21107 | 2.1977 | 1.6476 | 1.7 | 6.6131
2007-11-14 14:00 | 0.93166 | 47.4145 | 49.3341 | 37.2155 | 1.0056 | 1.794 | 0.40411 | 0.40411 | 0 | 0 | 0 | 0.40411 | 443.943 | 1.3686 | 0 | 0 | 1.794 | 0.42538 | 0.40411 | 0 | 0 | 0 | 4.5537 | 0 | 0 | 0 | 6 | 100 | 0.21107 | 0.44452 | 1.4352 | 0 | 6.3477
2007-11-14 15:00 | 0.66397 | 35.3286 | 59.3519 | 50.4771 | 0.7279 | 1.2986 | 1.0896 | 1.0896 | 0 | 0 | 0 | 1.0896 | 119.1763 | 0.1516 | 0 | 0 | 1.2986 | 1.147 | 1.0896 | 0 | 0 | 0 | 4.5537 | 0 | 0 | 0 | 6 | 100 | 0.21107 | 1.1986 | 1.0389 | 0 | 5.8523
2007-11-14 16:00 | 0.40827 | 22.1748 | 65.4999 | 64.3392 | 0.46524 | 0.82998 | 1.3718 | 1.3718 | 0.5833 | 0 | 0.21534 | 1.3718 | 60.5036 | 0 | 0 | 0 | 0.82998 | 0.82998 | 0.78848 | 0 | 0 | 0 | 4.5537 | 0 | 0 | 0 | 6 | 100 | 0.21107 | 1.509 | 0.66398 | 1.7 | 5.3837
2007-11-14 17:00 | 0.13732 | 8.4799 | 69.4288 | 78.4516 | 0.17873 | 0.31885 | 0.34696 | 0.34696 | 0 | 0 | 0 | 0.34696 | 91.898 | 0 | 0 | 0 | 0.31885 | 0.36522 | 0.34696 | 0 | 0 | 0 | 4.5537 | 0 | 0.046372 | -0.046372 | 5.9511 | 99.1853 | 0.21107 | 0.38166 | 0.25508 | 0 | 4.8725
2007-11-14 18:00 | 0.0010611 | 0 | 71.9207 | 90 | 0 | 0 | 0 | 0 | 0 | 0 | 0 | 0 | 0 | 0 | 0 | 0 | 0 | 0 | 0 | 0 | 0 | 0.051524 | 4.5073 | 0 | 0 | 0 | 5.9511 | 99.1853 | 0.21107 | 0 | 0 | 0 | 4.5073
2007-11-14 19:00 | 0 | 0 | 73.2909 | 90 | 0 | 0 | 1.2085 | 1.2085 | 0 | 0 | 0 | 1.2085 | 0 | 0 | 2.2204e-16 | 0 | 0 | 1.2722 | 1.2085 | 0 | 0 | 0.051524 | 4.5073 | 0 | 1.2722 | -1.2722 | 4.6102 | 76.8359 | 0.21107 | 1.3294 | 0 | 0 | 4.5073
2007-11-14 20:00 | 0 | 0 | 73.5094 | 90 | 0 | 0 | 0.93233 | 0.93233 | 0 | 0 | 0 | 0.93233 | 0 | 0 | 1.1102e-16 | 0 | 0 | 0.9814 | 0.93233 | 0 | 0 | 1.465 | 3.2352 | 0 | 0.9814 | -0.9814 | 3.5757 | 59.5946 | 0.21107 | 1.0256 | 0 | 0 | 3.2352
2007-11-14 21:00 | 0 | 0 | 72.047 | 90 | 0 | 0 | 0 | 0 | 0 | 0 | 0 | 0 | 0 | 0 | 0 | 0 | 0 | 0 | 0 | 0 | 0 | 2.5555 | 2.2538 | 0 | 0 | 0 | 3.5757 | 59.5946 | 0.21107 | 0 | 0 | 0 | 2.2538
2007-11-14 22:00 | 0 | 0 | 66.9632 | 90 | 0 | 0 | 0.32554 | 0.32554 | 0 | 0 | 0 | 0.32554 | 0 | 0 | 0 | 0 | 0 | 0.34268 | 0.32554 | 0 | 0 | 2.5555 | 2.2538 | 0 | 0.34268 | -0.34268 | 3.2145 | 53.5743 | 0.21107 | 0.3581 | 0 | 0 | 2.2538
2007-11-14 23:00 | 0 | 0 | 49.4772 | 90 | 0 | 0 | 0.065204 | 0.065204 | 0 | 0 | 0 | 0.065204 | 0 | 0 | 0 | 0 | 0 | 0.068635 | 0.065204 | 0 | 0 | 2.9362 | 1.9111 | 0 | 0.068635 | -0.068635 | 3.1421 | 52.3685 | 0.21107 | 0.071724 | 0 | 0 | 1.9111
2007-11-15 | 0 | 0 | -14.86 | 90 | 0 | 0 | 0.18653 | 0.18653 | 0 | 0 | 0 | 0.18653 | 0 | 0 | 2.7756e-17 | 0 | 0 | 0.19635 | 0.18653 | 0 | 0 | 3.0125 | 1.8425 | 0 | 0.19635 | -0.19635 | 2.9352 | 48.9191 | 0.21107 | 0.20518 | 0 | 0 | 1.8425
2007-11-15 01:00 | 0 | 0 | -58.2075 | 90 | 0 | 0 | 0 | 0 | 0 | 0 | 0 | 0 | 0 | 0 | 0 | 0 | 0 | 0 | 0 | 0 | 0 | 3.2306 | 1.6461 | 0 | 0 | 0 | 2.9352 | 48.9191 | 0.21107 | 0 | 0 | 0 | 1.6461
2007-11-15 02:00 | 0 | 0 | -69.1069 | 90 | 0 | 0 | 0.82479 | 0.82479 | 0 | 0 | 0 | 0.82479 | 0 | 0 | 1.1102e-16 | 0 | 0 | 0.8682 | 0.82479 | 0 | 0 | 3.2306 | 1.6461 | 0 | 0.8682 | -0.8682 | 2.02 | 33.6664 | 0.21107 | 0.90727 | 0 | 0 | 1.6461
2007-11-15 03:00 | 0 | 0 | -72.5292 | 90 | 0 | 0 | 0.42989 | 0.42989 | 0 | 0 | 0 | 0.42989 | 0 | 0 | 5.5511e-17 | 0 | 0 | 0.45252 | 0.42989 | 0 | 0 | 4.1953 | 0.7779 | 0 | 0.45252 | -0.45252 | 1.543 | 25.7165 | 0.21107 | 0.47288 | 0 | 0 | 0.7779
2007-11-15 04:00 | 0 | 0 | -73.3059 | 90 | 0 | 0 | 0.18571 | 0.18571 | 0 | 0 | 0 | 0.18571 | 0 | 0 | 2.7756e-17 | 0 | 0 | 0.19549 | 0.18571 | 0 | 0 | 4.6981 | 0.32539 | 0 | 0.19549 | -0.19549 | 1.3369 | 22.2821 | 0.21107 | 0.20428 | 0 | 0 | 0.32539
2007-11-15 05:00 | 0 | 0 | -72.6587 | 90 | 0 | 0 | 0.33389 | 0.33389 | 1.7 | 0 | 0.5202 | 0.33389 | 0 | 0 | 0 | 0 | 0 | 0 | 0 | 1.3661 | 1.2978 | 4.9153 | 0.1299 | 1.2978 | 0 | 1.2978 | 2.5681 | 42.8022 | 0.21113 | 0.36728 | 0 | 1.7 | 0.1299
2007-11-15 06:00 | 0.026078 | 0 | -70.897 | 90 | 0 | 0 | 0.013552 | 0.013552 | 1.4662 | 0 | 0.45637 | 0.013552 | 0 | 2.2204e-16 | 0 | 0 | 0 | 0 | 0 | 1.4526 | 1.38 | 3.6175 | 1.2979 | 1.38 | 0 | 1.38 | 3.8773 | 64.6218 | 0.21115 | 0.014907 | 0 | 1.7 | 1.2979
2007-11-15 07:00 | 0.25662 | 13.5496 | -67.9258 | 73.2175 | 0.31312 | 0.5586 | 2.7337 | 2.7337 | 1.7 | 0 | 0.5202 | 2.7337 | 20.4336 | 0 | 4.4409e-16 | 0 | 0.5586 | 1.0881 | 1.0337 | 0 | 0 | 2.2375 | 2.5399 | 0 | 0.52954 | -0.52954 | 3.3191 | 55.3189 | 0.21115 | 3.0071 | 0.44688 | 1.7 | 3.0985
2007-11-15 08:00 | 0.53857 | 27.0561 | -63.2854 | 59.1978 | 0.60358 | 1.0768 | 1.9483 | 1.9483 | 1.7 | 0 | 0.5202 | 1.9483 | 55.2675 | 0 | 0 | 0 | 1.0768 | 0.26138 | 0.24831 | 0 | 0 | 2.8259 | 2.0104 | 0.8154 | 0 | 0.8154 | 4.0927 | 68.2115 | 0.21119 | 2.1431 | 0.86143 | 1.7 | 3.0872
2007-11-15 09:00 | 0.6922 | 39.8649 | -55.9397 | 45.5312 | 0.75328 | 1.3438 | 0.58288 | 0.58288 | 1.2162 | 0 | 0.38812 | 0.58288 | 230.5516 | 0 | 0 | 0 | 1.3438 | 0 | 0 | 0.63331 | 0.60164 | 2.0105 | 2.7443 | 1.9455 | 0 | 1.9455 | 5.9383 | 98.9723 | 0.21108 | 0.64117 | 1.0751 | 1.7 | 4.0881
2007-11-15 10:00 | 0.85286 | 51.2562 | -43.7696 | 32.7295 | 0.91683 | 1.6356 | 0.92899 | 0.92899 | 0 | 0 | 0 | 0.92899 | 176.0637 | 0.59274 | 0 | 0 | 1.6356 | 0.97789 | 0.92899 | 0 | 0 | 0.064997 | 4.4952 | 0.064997 | 0 | 0.064997 | 6 | 100 | 0.21108 | 1.0219 | 1.3085 | 0 | 6.1308
2007-11-15 11:00 | 0.92631 | 59.5771 | -23.3221 | 22.3886 | 0.98998 | 1.7661 | 0.1219 | 0.1219 | 0 | 0 | 0 | 0.1219 | 1448.776 | 1.6378 | 0 | 0 | 1.7661 | 0.12832 | 0.1219 | 0 | 0 | 0 | 4.5537 | 0 | 0 | 0 | 6 | 100 | 0.21108 | 0.13409 | 1.4129 | 0 | 6.3198
2007-11-15 12:00 | 0.96629 | 61.9386 | 5.5679 | 19.0901 | 1.0318 | 1.8407 | 0.65966 | 0.65966 | 0 | 0 | 0 | 0.65966 | 279.0399 | 1.1463 | 0 | 0 | 1.8407 | 0.69438 | 0.65966 | 0 | 0 | 0 | 4.5537 | 0 | 0 | 0 | 6 | 100 | 0.21108 | 0.72563 | 1.4726 | 0 | 6.3944
2007-11-15 13:00 | 0.84383 | 57.0323 | 32.0354 | 25.7108 | 0.90105 | 1.6075 | 0 | 0 | 0 | 0 | 0 | 0 | 0 | 1.6075 | 0 | 0 | 1.6075 | 0 | 0 | 0 | 0 | 0 | 4.5537 | 0 | 0 | 0 | 6 | 100 | 0.21108 | 0 | 1.286 | 0 | 6.1612
2007-11-15 14:00 | 0.78952 | 47.2966 | 49.0179 | 37.289 | 0.85147 | 1.519 | 0.49659 | 0.49659 | 0 | 0 | 0 | 0.49659 | 305.8918 | 0.9963 | 0 | 0 | 1.519 | 0.52272 | 0.49659 | 0 | 0 | 0 | 4.5537 | 0 | 0 | 0 | 6 | 100 | 0.21108 | 0.54625 | 1.2152 | 0 | 6.0727
2007-11-15 15:00 | 0.60865 | 35.2559 | 59.0659 | 50.5079 | 0.66694 | 1.1898 | 0 | 0 | 0 | 0 | 0 | 0 | 0 | 1.1898 | 0 | 0 | 1.1898 | 0 | 0 | 0 | 0 | 0 | 4.5537 | 0 | 0 | 0 | 6 | 100 | 0.21108 | 0 | 0.95186 | 0 | 5.7435
2007-11-15 16:00 | 0.41235 | 22.1347 | 65.2395 | 64.3406 | 0.47077 | 0.83985 | 1.1315 | 1.1315 | 0 | 0 | 0 | 1.1315 | 74.2231 | 0 | 0 | 0 | 0.83985 | 1.1911 | 1.1315 | 0 | 0 | 0 | 4.5537 | 0 | 0.35122 | -0.35122 | 5.6298 | 93.8296 | 0.21108 | 1.2447 | 0.67188 | 0 | 5.3935
2007-11-15 17:00 | 0.15536 | 8.4648 | 69.182 | 78.43 | 0.20806 | 0.37117 | 2.334 | 2.334 | 1.7 | 0 | 0.5202 | 2.334 | 15.9025 | 0 | 0 | 0 | 0.37117 | 0.6674 | 0.63403 | 0 | 0 | 0.39025 | 4.2025 | 0 | 0.29623 | -0.29623 | 5.3175 | 88.6254 | 0.21108 | 2.5674 | 0.29694 | 1.7 | 4.5736
2007-11-15 18:00 | 0.0012484 | 0 | 71.6751 | 90 | 0 | 0 | 2.1317 | 2.1317 | 1.7 | 0 | 0.5202 | 2.1317 | 0 | 0 | 0 | 0 | 0 | 0.45437 | 0.43165 | 0 | 0 | 0.7194 | 3.9062 | 0 | 0.45437 | -0.45437 | 4.8386 | 80.6429 | 0.21108 | 2.3448 | 0 | 1.7 | 3.9062
2007-11-15 19:00 | 0 | 0 | 73.0327 | 90 | 0 | 0 | 1.4156 | 1.4156 | 1.7 | 0 | 0.5202 | 1.4156 | 0 | 0 | 0 | 0 | 0 | 0 | 0 | 0.28439 | 0.27017 | 1.2243 | 3.4519 | 0.27017 | 0 | 0.27017 | 5.0949 | 84.9146 | 0.21109 | 1.5572 | 0 | 1.7 | 3.4519
2007-11-15 20:00 | 0 | 0 | 73.2202 | 90 | 0 | 0 | 0.50081 | 0.50081 | 0 | 0 | 0 | 0.50081 | 0 | 0 | 1.1102e-16 | 0 | 0 | 0.52717 | 0.50081 | 0 | 0 | 0.95409 | 3.695 | 0 | 0.52717 | -0.52717 | 4.5392 | 75.6532 | 0.21109 | 0.55089 | 0 | 0 | 3.695
2007-11-15 21:00 | 0 | 0 | 71.6968 | 90 | 0 | 0 | 1.2102 | 1.2102 | 0 | 0 | 0 | 1.2102 | 0 | 0 | 2.2204e-16 | 0 | 0 | 1.2739 | 1.2102 | 0 | 0 | 1.5398 | 3.1678 | 0 | 1.2739 | -1.2739 | 3.1964 | 53.2727 | 0.21109 | 1.3312 | 0 | 0 | 3.1678
2007-11-15 22:00 | 0 | 0 | 66.4955 | 90 | 0 | 0 | 0.20382 | 0.20382 | 0 | 0 | 0 | 0.20382 | 0 | 0 | 2.7756e-17 | 0 | 0 | 0.21455 | 0.20382 | 0 | 0 | 2.9553 | 1.8939 | 0 | 0.21455 | -0.21455 | 2.9702 | 49.5035 | 0.21109 | 0.2242 | 0 | 0 | 1.8939
2007-11-15 23:00 | 0 | 0 | 48.8465 | 90 | 0 | 0 | 0 | 0 | 0 | 0 | 0 | 0 | 0 | 0 | 0 | 0 | 0 | 0 | 0 | 0 | 0 | 3.1937 | 1.6794 | 0 | 0 | 0 | 2.9702 | 49.5035 | 0.21109 | 0 | 0 | 0 | 1.6794
2007-11-16 | 0 | 0 | -14.2927 | 90 | 0 | 0 | 0 | 0 | 0 | 0 | 0 | 0 | 0 | 0 | 0 | 0 | 0 | 0 | 0 | 0 | 0 | 3.1937 | 1.6794 | 0 | 0 | 0 | 2.9702 | 49.5035 | 0.21109 | 0 | 0 | 0 | 1.6794
2007-11-16 01:00 | 0 | 0 | -57.5373 | 90 | 0 | 0 | 0.18767 | 0.18767 | 0 | 0 | 0 | 0.18767 | 0 | 0 | 2.7756e-17 | 0 | 0 | 0.19755 | 0.18767 | 0 | 0 | 3.1937 | 1.6794 | 0 | 0.19755 | -0.19755 | 2.762 | 46.033 | 0.21109 | 0.20644 | 0 | 0 | 1.6794
2007-11-16 02:00 | 0 | 0 | -68.6706 | 90 | 0 | 0 | 0.42791 | 0.42791 | 0 | 0 | 0 | 0.42791 | 0 | 0 | 5.5511e-17 | 0 | 0 | 0.45043 | 0.42791 | 0 | 0 | 3.4132 | 1.4818 | 0 | 0.45043 | -0.45043 | 2.2872 | 38.1198 | 0.21109 | 0.4707 | 0 | 0 | 1.4818
2007-11-16 03:00 | 0 | 0 | -72.204 | 90 | 0 | 0 | 0.30753 | 0.30753 | 0 | 0 | 0 | 0.30753 | 0 | 0 | 0 | 0 | 0 | 0.32371 | 0.30753 | 0 | 0 | 3.9137 | 1.0314 | 0 | 0.32371 | -0.32371 | 1.946 | 32.4328 | 0.21109 | 0.33828 | 0 | 0 | 1.0314
2007-11-16 04:00 | 0 | 0 | -73.0373 | 90 | 0 | 0 | 0.31055 | 0.31055 | 0 | 0 | 0 | 0.31055 | 0 | 0 | 0 | 0 | 0 | 0.32689 | 0.31055 | 0 | 0 | 4.2733 | 0.70769 | 0 | 0.32689 | -0.32689 | 1.6014 | 26.6898 | 0.21109 | 0.3416 | 0 | 0 | 0.70769
2007-11-16 05:00 | 0 | 0 | -72.4195 | 90 | 0 | 0 | 0.43357 | 0.43357 | 1.7 | 0 | 0.5202 | 0.43357 | 0 | 0 | 0 | 0 | 0 | 0 | 0 | 1.2664 | 1.2031 | 4.6366 | 0.38079 | 1.2031 | 0 | 1.2031 | 2.7428 | 45.7126 | 0.21117 | 0.47693 | 0 | 1.7 | 0.38079
2007-11-16 06:00 | 0.027903 | 0 | -70.671 | 90 | 0 | 0 | 0 | 0 | 1.4526 | 0 | 0.45267 | 0 | 0 | 0 | 0 | 0 | 0 | 0 | 0 | 1.4526 | 1.38 | 3.4334 | 1.4636 | 1.38 | 0 | 1.38 | 4.0519 | 67.5323 | 0.21118 | 0 | 0 | 1.7 | 1.4636
2007-11-16 07:00 | 0.21375 | 13.4497 | -67.7019 | 73.2832 | 0.25564 | 0.45607 | 2.3147 | 2.3147 | 1.7 | 0 | 0.5202 | 2.3147 | 19.7032 | 2.2204e-16 | 0 | 0 | 0.45607 | 0.64705 | 0.6147 | 0 | 0 | 2.0534 | 2.7056 | 0 | 0.19098 | -0.19098 | 3.8506 | 64.1771 | 0.21118 | 2.5462 | 0.36485 | 1.7 | 3.1617
2007-11-16 08:00 | 0.3891 | 26.9322 | -63.0555 | 59.2867 | 0.42596 | 0.75992 | 1.3487 | 1.3487 | 1.7 | 0 | 0.5202 | 1.3487 | 56.3441 | -5.5511e-17 | 0 | 0 | 0.75992 | 0 | 0 | 0.35129 | 0.33372 | 2.2656 | 2.5146 | 1.0936 | 0 | 1.0936 | 4.8882 | 81.4691 | 0.21124 | 1.4836 | 0.60794 | 1.7 | 3.2745
2007-11-16 09:00 | 0.49617 | 39.7104 | -55.7015 | 45.6499 | 0.52379 | 0.93445 | 0.58985 | 0.58985 | 0 | 0 | 0 | 0.58985 | 158.4212 | 0 | 0 | 0 | 0.93445 | 0.6209 | 0.58985 | 0 | 0 | 1.172 | 3.4989 | 0.31355 | 0 | 0.31355 | 5.1856 | 86.4268 | 0.2112 | 0.64884 | 0.74756 | 0 | 4.4333
2007-11-16 10:00 | 0.62487 | 51.063 | -43.5442 | 32.8906 | 0.65675 | 1.1716 | 0 | 0 | 0 | 0 | 0 | 0 | 0 | 0.31319 | 0 | 0 | 1.1716 | 0 | 0 | 0 | 0 | 0.85845 | 3.7811 | 0.85845 | 0 | 0.85845 | 6 | 100 | 0.21109 | 0 | 0.93731 | 0 | 4.9527
2007-11-16 11:00 | 0.91777 | 59.3452 | -23.2049 | 22.6079 | 0.98144 | 1.7509 | 2.0741 | 2.0741 | 0.69414 | 0 | 0.2456 | 2.0741 | 84.4153 | 0.29826 | 0 | 0 | 1.7509 | 1.4526 | 1.38 | 0 | 0 | 0 | 4.5537 | 0 | 0 | 0 | 6 | 100 | 0.21109 | 2.2815 | 1.4007 | 1.7 | 6.3046
2007-11-16 12:00 | 0.93563 | 61.708 | 5.4305 | 19.3174 | 0.99921 | 1.7826 | 0.86777 | 0.86777 | 0 | 0 | 0 | 0.86777 | 205.4209 | 0.86914 | 0 | 0 | 1.7826 | 0.91345 | 0.86777 | 0 | 0 | 0 | 4.5537 | 0 | 0 | 0 | 6 | 100 | 0.21109 | 0.95455 | 1.4261 | 0 | 6.3363
2007-11-16 13:00 | 0.75793 | 56.8584 | 31.7334 | 25.85 | 0.8039 | 1.4342 | 1.0617 | 1.0617 | 0 | 0 | 0 | 1.0617 | 135.0811 | 0.31658 | 0 | 0 | 1.4342 | 1.1176 | 1.0617 | 0 | 0 | 0 | 4.5537 | 0 | 0 | 0 | 6 | 100 | 0.21109 | 1.1679 | 1.1473 | 0 | 5.9878
2007-11-16 14:00 | 0.64425 | 47.1836 | 48.7069 | 37.3586 | 0.6858 | 1.2235 | 0.13361 | 0.13361 | 0 | 0 | 0 | 0.13361 | 915.6759 | 1.0828 | 0 | 0 | 1.2235 | 0.14065 | 0.13361 | 0 | 0 | 0 | 4.5537 | 0 | 0 | 0 | 6 | 100 | 0.21109 | 0.14698 | 0.97878 | 0 | 5.7772
2007-11-16 15:00 | 0.55262 | 35.1877 | 58.7848 | 50.5351 | 0.60239 | 1.0747 | 2.2859 | 2.2859 | 1.265 | 0 | 0.40143 | 2.2859 | 47.0129 | 0 | 0 | 0 | 1.0747 | 1.0747 | 1.0209 | 0 | 0 | 0 | 4.5537 | 0 | 0 | 0 | 6 | 100 | 0.21109 | 2.5145 | 0.85973 | 1.7 | 5.6284
2007-11-16 16:00 | 0.35976 | 22.0987 | 64.9839 | 64.3388 | 0.40708 | 0.72623 | 0 | 0 | 0 | 0 | 0 | 0 | 0 | 0.72623 | 0 | 0 | 0.72623 | 0 | 0 | 0 | 0 | 0 | 4.5537 | 0 | 0 | 0 | 6 | 100 | 0.21109 | 0 | 0.58098 | 0 | 5.2799
2007-11-16 17:00 | 0.12792 | 8.4536 | 68.9402 | 78.4053 | 0.16368 | 0.29201 | 1.0079 | 1.0079 | 0 | 0 | 0 | 1.0079 | 28.9722 | 0 | 0 | 0 | 0.29201 | 1.061 | 1.0079 | 0 | 0 | 0 | 4.5537 | 0 | 0.76894 | -0.76894 | 5.1895 | 86.4911 | 0.21109 | 1.1087 | 0.23361 | 0 | 4.8457
2007-11-16 18:00 | 0.00098139 | 0 | 71.4347 | 90 | 0 | 0 | 0.33141 | 0.33141 | 0 | 0 | 0 | 0.33141 | 0 | 0 | 5.5511e-17 | 0 | 0 | 0.34885 | 0.33141 | 0 | 0 | 0.85438 | 3.7847 | 0 | 0.34885 | -0.34885 | 4.8218 | 80.3624 | 0.21109 | 0.36455 | 0 | 0 | 3.7847
2007-11-16 19:00 | 0 | 0 | 72.7803 | 90 | 0 | 0 | 0.89641 | 0.89641 | 0 | 0 | 0 | 0.89641 | 0 | 0 | 1.1102e-16 | 0 | 0 | 0.94359 | 0.89641 | 0 | 0 | 1.242 | 3.4359 | 0 | 0.94359 | -0.94359 | 3.8271 | 63.7852 | 0.21109 | 0.98606 | 0 | 0 | 3.4359
2007-11-16 20:00 | 0 | 0 | 72.9381 | 90 | 0 | 0 | 0 | 0 | 0 | 0 | 0 | 0 | 0 | 0 | 0 | 0 | 0 | 0 | 0 | 0 | 0 | 2.2904 | 2.4923 | 0 | 0 | 0 | 3.8271 | 63.7852 | 0.21109 | 0 | 0 | 0 | 2.4923
2007-11-16 21:00 | 0 | 0 | 71.3564 | 90 | 0 | 0 | 0 | 0 | 0 | 0 | 0 | 0 | 0 | 0 | 0 | 0 | 0 | 0 | 0 | 0 | 0 | 2.2904 | 2.4923 | 0 | 0 | 0 | 3.8271 | 63.7852 | 0.21109 | 0 | 0 | 0 | 2.4923
2007-11-16 22:00 | 0 | 0 | 66.0441 | 90 | 0 | 0 | 0.27805 | 0.27805 | 0 | 0 | 0 | 0.27805 | 0 | 0 | 0 | 0 | 0 | 0.29269 | 0.27805 | 0 | 0 | 2.2904 | 2.4923 | 0 | 0.29269 | -0.29269 | 3.5186 | 58.6432 | 0.21109 | 0.30586 | 0 | 0 | 2.4923
2007-11-16 23:00 | 0 | 0 | 48.253 | 90 | 0 | 0 | 0 | 0 | 0 | 0 | 0 | 0 | 0 | 0 | 0 | 0 | 0 | 0 | 0 | 0 | 0 | 2.6156 | 2.1996 | 0 | 0 | 0 | 3.5186 | 58.6432 | 0.21109 | 0 | 0 | 0 | 2.1996
2007-11-17 | 0 | 0 | -13.7405 | 90 | 0 | 0 | 0.082895 | 0.082895 | 0 | 0 | 0 | 0.082895 | 0 | 0 | 0 | 0 | 0 | 0.087258 | 0.082895 | 0 | 0 | 2.6156 | 2.1996 | 0 | 0.087258 | -0.087258 | 3.4266 | 57.1103 | 0.21109 | 0.091185 | 0 | 0 | 2.1996
2007-11-17 01:00 | 0 | 0 | -56.8823 | 90 | 0 | 0 | 0.43386 | 0.43386 | 0 | 0 | 0 | 0.43386 | 0 | 0 | 5.5511e-17 | 0 | 0 | 0.4567 | 0.43386 | 0 | 0 | 2.7126 | 2.1124 | 0 | 0.4567 | -0.4567 | 2.9452 | 49.0869 | 0.21109 | 0.47725 | 0 | 0 | 2.1124
2007-11-17 02:00 | 0 | 0 | -68.2434 | 90 | 0 | 0 | 0.41467 | 0.41467 | 0 | 0 | 0 | 0.41467 | 0 | 0 | 0 | 0 | 0 | 0.43649 | 0.41467 | 0 | 0 | 3.22 | 1.6557 | 0 | 0.43649 | -0.43649 | 2.4851 | 41.4186 | 0.21109 | 0.45613 | 0 | 0 | 1.6557
2007-11-17 03:00 | 0 | 0 | -71.886 | 90 | 0 | 0 | 0.28197 | 0.28197 | 0 | 0 | 0 | 0.28197 | 0 | 0 | 0 | 0 | 0 | 0.29681 | 0.28197 | 0 | 0 | 3.705 | 1.2192 | 0 | 0.29681 | -0.29681 | 2.1723 | 36.2041 | 0.21109 | 0.31017 | 0 | 0 | 1.2192
2007-11-17 04:00 | 0 | 0 | -72.775 | 90 | 0 | 0 | 0.28912 | 0.28912 | 0 | 0 | 0 | 0.28912 | 0 | 0 | 0 | 0 | 0 | 0.30434 | 0.28912 | 0 | 0 | 4.0348 | 0.92236 | 0 | 0.30434 | -0.30434 | 1.8514 | 30.8574 | 0.21109 | 0.31804 | 0 | 0 | 0.92236
2007-11-17 05:00 | 0 | 0 | -72.1863 | 90 | 0 | 0 | 0 | 0 | 0 | 0 | 0 | 0 | 0 | 0 | 0 | 0 | 0 | 0 | 0 | 0 | 0 | 4.373 | 0.61802 | 0 | 0 | 0 | 1.8514 | 30.8574 | 0.21109 | 0 | 0 | 0 | 0.61802
2007-11-17 06:00 | 0.018548 | 0 | -70.4512 | 90 | 0 | 0 | 0.1356 | 0.1356 | 0 | 0 | 0 | 0.1356 | 0 | 0 | 0 | 0 | 0 | 0.14274 | 0.1356 | 0 | 0 | 4.373 | 0.61802 | 0 | 0.14274 | -0.14274 | 1.701 | 28.3498 | 0.21109 | 0.14916 | 0 | 0 | 0.61802
2007-11-17 07:00 | 0.21136 | 13.3483 | -67.4847 | 73.3514 | 0.25329 | 0.45187 | 2.5713 | 2.5713 | 1.7 | 0 | 0.5202 | 2.5713 | 17.5739 | 1.1102e-16 | 0 | 0.59104 | 0.45187 | 0.91713 | 0.87128 | 0 | 0 | 4.5316 | 0.47528 | 0 | 0.46526 | -0.46526 | 1.2106 | 20.176 | 0.21109 | 2.8284 | 0.3615 | 1.7 | 0.92715
2007-11-17 08:00 | 0.38835 | 26.8071 | -62.8331 | 59.3779 | 0.4258 | 0.75963 | 0.75629 | 0.75629 | 1.7 | 0 | 0.5202 | 0.75629 | 100.4409 | 0 | 0 | 0 | 0.75963 | 0 | 0 | 0.94371 | 0.89652 | 5.0485 | 0.010016 | 1.6562 | 0 | 1.6562 | 2.7817 | 46.3619 | 0.21111 | 0.83192 | 0.6077 | 1.7 | 0.76965
2007-11-17 09:00 | 0.68645 | 39.5558 | -55.4727 | 45.77 | 0.74856 | 1.3354 | 1.5346 | 1.5346 | 1.7 | 0 | 0.5202 | 1.5346 | 87.0194 | 0 | 0 | 0 | 1.3354 | 0 | 0 | 0.16537 | 0.1571 | 3.3924 | 1.5006 | 1.4925 | 0 | 1.4925 | 4.1977 | 69.9608 | 0.21116 | 1.6881 | 1.0683 | 1.7 | 2.836
2007-11-17 10:00 | 0.86704 | 50.8711 | -43.3303 | 33.052 | 0.93383 | 1.666 | 0.54449 | 0.54449 | 0.76669 | 0 | 0.26541 | 0.54449 | 305.9641 | 0 | 0 | 0 | 1.666 | 0 | 0 | 0.2222 | 0.21109 | 1.8998 | 2.8438 | 1.877 | 0 | 1.877 | 5.9784 | 99.6394 | 0.21098 | 0.59894 | 1.3328 | 1.7 | 4.5098
2007-11-17 11:00 | 0.91164 | 59.1171 | -23.099 | 22.8244 | 0.97548 | 1.7403 | 0.74542 | 0.74542 | 0 | 0 | 0 | 0.74542 | 233.461 | 0.93281 | 0 | 0 | 1.7403 | 0.78465 | 0.74542 | 0 | 0 | 0.022805 | 4.5332 | 0.022805 | 0 | 0.022805 | 6 | 100 | 0.21098 | 0.81996 | 1.3922 | 0 | 6.2734
2007-11-17 12:00 | 0.88009 | 61.4833 | 5.2902 | 19.539 | 0.93843 | 1.6742 | 2.5654 | 2.5654 | 1.1854 | 0 | 0.37973 | 2.5654 | 65.2581 | 0.22153 | 0 | 0 | 1.6742 | 1.4526 | 1.38 | 0 | 0 | 0 | 4.5537 | 0 | 0 | 0 | 6 | 100 | 0.21098 | 2.822 | 1.3393 | 1.7 | 6.2278
2007-11-17 13:00 | 0.69936 | 56.6902 | 31.4353 | 25.9845 | 0.73648 | 1.3139 | 0 | 0 | 0 | 0 | 0 | 0 | 0 | 1.3139 | 0 | 0 | 1.3139 | 0 | 0 | 0 | 0 | 0 | 4.5537 | 0 | 0 | 0 | 6 | 100 | 0.21098 | 0 | 1.0511 | 0 | 5.8676
2007-11-17 14:00 | 0.65852 | 47.0757 | 48.401 | 37.4242 | 0.70319 | 1.2545 | 1.4738 | 1.4738 | 0.425 | 0 | 0.17213 | 1.4738 | 85.1217 | 0.15053 | 0 | 0 | 1.2545 | 1.1039 | 1.0488 | 0 | 0 | 0 | 4.5537 | 0 | 0 | 0 | 6 | 100 | 0.21098 | 1.6211 | 1.0036 | 1.7 | 5.8082
2007-11-17 15:00 | 0.54598 | 35.124 | 58.5089 | 50.5586 | 0.59511 | 1.0617 | 0.19328 | 0.19328 | 0 | 0 | 0 | 0.19328 | 549.2872 | 0.85822 | 0 | 0 | 1.0617 | 0.20346 | 0.19328 | 0 | 0 | 0 | 4.5537 | 0 | 0 | 0 | 6 | 100 | 0.21098 | 0.21261 | 0.84934 | 0 | 5.6154
2007-11-17 16:00 | 0.32348 | 22.0669 | 64.7332 | 64.3335 | 0.36034 | 0.64286 | 0.4862 | 0.4862 | 0 | 0 | 0 | 0.4862 | 132.2216 | 0.13107 | 0 | 0 | 0.64286 | 0.51178 | 0.4862 | 0 | 0 | 0 | 4.5537 | 0 | 0 | 0 | 6 | 100 | 0.21098 | 0.53482 | 0.51428 | 0 | 5.1965
2007-11-17 17:00 | 0.10519 | 8.4464 | 68.7033 | 78.3774 | 0.12415 | 0.22148 | 0.26067 | 0.26067 | 0 | 0 | 0 | 0.26067 | 84.9651 | 0 | 0 | 0 | 0.22148 | 0.27439 | 0.26067 | 0 | 0 | 0 | 4.5537 | 0 | 0.052912 | -0.052912 | 5.9442 | 99.0704 | 0.21098 | 0.28674 | 0.17719 | 0 | 4.7752
2007-11-17 18:00 | 0.0006714 | 0 | 71.1996 | 90 | 0 | 0 | 1.3716 | 1.3716 | 1.4335 | 0 | 0.44745 | 1.3716 | 0 | 6.245e-17 | 0 | 0 | 0 | 0 | 0 | 0.061885 | 0.058791 | 0.058791 | 4.5008 | 0.058791 | 0 | 0.058791 | 6 | 100 | 0.21098 | 1.5088 | 0 | 1.7 | 4.5008
2007-11-17 19:00 | 0 | 0 | 72.5339 | 90 | 0 | 0 | 1.8487 | 1.8487 | 1.7 | 0 | 0.5202 | 1.8487 | 0 | 0 | 0 | 0 | 0 | 0.15655 | 0.14872 | 0 | 0 | 0 | 4.5537 | 0 | 0.15655 | -0.15655 | 5.835 | 97.2497 | 0.21098 | 2.0336 | 0 | 1.7 | 4.5537
2007-11-17 20:00 | 0 | 0 | 72.6632 | 90 | 0 | 0 | 0.15106 | 0.15106 | 0 | 0 | 0 | 0.15106 | 0 | 0 | 0 | 0 | 0 | 0.15902 | 0.15106 | 0 | 0 | 0.17394 | 4.3971 | 0 | 0.15902 | -0.15902 | 5.6674 | 94.4561 | 0.21098 | 0.16617 | 0 | 0 | 4.3971
2007-11-17 21:00 | 0 | 0 | 71.026 | 90 | 0 | 0 | 0.19602 | 0.19602 | 0 | 0 | 0 | 0.19602 | 0 | 0 | 2.7756e-17 | 0 | 0 | 0.20634 | 0.19602 | 0 | 0 | 0.35063 | 4.2381 | 0 | 0.20634 | -0.20634 | 5.4499 | 90.8311 | 0.21098 | 0.21563 | 0 | 0 | 4.2381
2007-11-17 22:00 | 0 | 0 | 65.6091 | 90 | 0 | 0 | 0.33802 | 0.33802 | 0 | 0 | 0 | 0.33802 | 0 | 0 | 0 | 0 | 0 | 0.35581 | 0.33802 | 0 | 0 | 0.57989 | 4.0318 | 0 | 0.35581 | -0.35581 | 5.0748 | 84.5801 | 0.21098 | 0.37183 | 0 | 0 | 4.0318
2007-11-17 23:00 | 0 | 0 | 47.6956 | 90 | 0 | 0 | 0 | 0 | 0 | 0 | 0 | 0 | 0 | 0 | 0 | 0 | 0 | 0 | 0 | 0 | 0 | 0.97524 | 3.676 | 0 | 0 | 0 | 5.0748 | 84.5801 | 0.21098 | 0 | 0 | 0 | 3.676
2007-11-18 | 0 | 0 | -13.2019 | 90 | 0 | 0 | 0 | 0 | 0 | 0 | 0 | 0 | 0 | 0 | 0 | 0 | 0 | 0 | 0 | 0 | 0 | 0.97524 | 3.676 | 0 | 0 | 0 | 5.0748 | 84.5801 | 0.21098 | 0 | 0 | 0 | 3.676
2007-11-18 01:00 | 0 | 0 | -56.2422 | 90 | 0 | 0 | 0.22747 | 0.22747 | 0 | 0 | 0 | 0.22747 | 0 | 0 | 2.7756e-17 | 0 | 0 | 0.23944 | 0.22747 | 0 | 0 | 0.97524 | 3.676 | 0 | 0.23944 | -0.23944 | 4.8224 | 80.3736 | 0.21098 | 0.25021 | 0 | 0 | 3.676
2007-11-18 02:00 | 0 | 0 | -67.8252 | 90 | 0 | 0 | 0.057657 | 0.057657 | 0 | 0 | 0 | 0.057657 | 0 | 0 | 6.9389e-18 | 0 | 0 | 0.060691 | 0.057657 | 0 | 0 | 1.2413 | 3.4365 | 0 | 0.060691 | -0.060691 | 4.7585 | 79.3073 | 0.21098 | 0.063422 | 0 | 0 | 3.4365
2007-11-18 03:00 | 0 | 0 | -71.5751 | 90 | 0 | 0 | 0.14914 | 0.14914 | 0 | 0 | 0 | 0.14914 | 0 | 0 | 2.7756e-17 | 0 | 0 | 0.15699 | 0.14914 | 0 | 0 | 1.3087 | 3.3758 | 0 | 0.15699 | -0.15699 | 4.593 | 76.5493 | 0.21098 | 0.16406 | 0 | 0 | 3.3758
2007-11-18 04:00 | 0 | 0 | -72.5189 | 90 | 0 | 0 | 0.19126 | 0.19126 | 0 | 0 | 0 | 0.19126 | 0 | 0 | 2.7756e-17 | 0 | 0 | 0.20133 | 0.19126 | 0 | 0 | 1.4832 | 3.2188 | 0 | 0.20133 | -0.20133 | 4.3807 | 73.0123 | 0.21098 | 0.21039 | 0 | 0 | 3.2188
2007-11-18 05:00 | 0 | 0 | -71.959 | 90 | 0 | 0 | 0 | 0 | 0 | 0 | 0 | 0 | 0 | 0 | 0 | 0 | 0 | 0 | 0 | 0 | 0 | 1.7069 | 3.0175 | 0 | 0 | 0 | 4.3807 | 73.0123 | 0.21098 | 0 | 0 | 0 | 3.0175
2007-11-18 06:00 | 0.013264 | 0 | -70.2375 | 90 | 0 | 0 | 0.097306 | 0.097306 | 0 | 0 | 0 | 0.097306 | 0 | 0 | 1.3878e-17 | 0 | 0 | 0.10243 | 0.097306 | 0 | 0 | 1.7069 | 3.0175 | 0 | 0.10243 | -0.10243 | 4.2728 | 71.2129 | 0.21098 | 0.10704 | 0 | 0 | 3.0175
2007-11-18 07:00 | 0.17061 | 13.2453 | -67.274 | 73.4222 | 0.19308 | 0.34446 | 0 | 0 | 0 | 0 | 0 | 0 | 0 | 0 | 0 | 0 | 0.34446 | 0 | 0 | 0 | 0 | 1.8207 | 2.9151 | 0.34446 | 0 | 0.34446 | 4.5996 | 76.6592 | 0.21094 | 0 | 0.27557 | 0 | 3.2596
2007-11-18 08:00 | 0.1516 | 26.6812 | -62.6184 | 59.4711 | 0.15149 | 0.27025 | 0.28572 | 0.28572 | 0 | 0 | 0 | 0.28572 | 94.5872 | 0 | 0 | 0 | 0.27025 | 0.30075 | 0.28572 | 0 | 0 | 1.4762 | 3.2251 | 0 | 0.030503 | -0.030503 | 4.5674 | 76.1234 | 0.21094 | 0.31429 | 0.2162 | 0 | 3.4954
2007-11-18 09:00 | 0.37674 | 39.4012 | -55.2532 | 45.8916 | 0.38529 | 0.68736 | 1.3413 | 1.3413 | 1.7 | 0 | 0.5202 | 1.3413 | 51.2444 | 0 | 0 | 0 | 0.68736 | 0 | 0 | 0.35866 | 0.34073 | 1.5101 | 3.1946 | 1.0281 | 0 | 1.0281 | 5.5427 | 92.3788 | 0.21099 | 1.4755 | 0.54989 | 1.7 | 3.882
2007-11-18 10:00 | 0.43183 | 50.6807 | -43.1278 | 33.2134 | 0.43784 | 0.78112 | 1.8868 | 1.8868 | 1.6026 | 0 | 0.49361 | 1.8868 | 41.4 | 1.1102e-16 | 0 | 0 | 0.78112 | 0.29911 | 0.28415 | 0 | 0 | 0.48201 | 4.1199 | 0.48201 | 0 | 0.48201 | 6 | 100 | 0.21101 | 2.0754 | 0.62489 | 1.7 | 4.901
2007-11-18 11:00 | 0.12005 | 58.8929 | -23.0042 | 23.038 | 0.11956 | 0.21329 | 2.456 | 2.456 | 1.7 | 0 | 0.5202 | 2.456 | 8.6845 | 2.2204e-16 | 0 | 0 | 0.21329 | 0.7958 | 0.75601 | 0 | 0 | 0 | 4.5537 | 0 | 0.58251 | -0.58251 | 5.386 | 89.7664 | 0.21101 | 2.7016 | 0.17063 | 1.7 | 4.767
2007-11-18 12:00 | 0.62439 | 61.2644 | 5.1471 | 19.7548 | 0.64524 | 1.1511 | 2.9518 | 2.9518 | 1.7 | 0 | 0.5202 | 2.9518 | 38.9974 | 2.2204e-16 | 0 | 0.16693 | 1.1511 | 1.3176 | 1.2518 | 0 | 0 | 0.64723 | 3.9712 | 0 | 0.16653 | -0.16653 | 5.2105 | 86.8408 | 0.21101 | 3.2469 | 0.92089 | 1.7 | 5.1223
2007-11-18 13:00 | 0.35589 | 56.5277 | 31.1411 | 26.1141 | 0.35627 | 0.63558 | 1.497 | 1.497 | 1.6839 | 0 | 0.5158 | 1.497 | 42.4562 | 0 | 0 | 0 | 0.63558 | 0 | 0 | 0.18685 | 0.17751 | 0.83226 | 3.8047 | 0.81308 | 0 | 0.81308 | 5.9818 | 99.6968 | 0.21106 | 1.6467 | 0.50846 | 1.7 | 4.4402
2007-11-18 14:00 | 0.31494 | 46.9727 | 48.1002 | 37.4857 | 0.31557 | 0.56297 | 1.4913 | 1.4913 | 0.97466 | 0 | 0.32218 | 1.4913 | 37.7512 | 6.9389e-17 | 0 | 0 | 0.56297 | 0.54379 | 0.5166 | 0 | 0 | 0.019177 | 4.5364 | 0.019177 | 0 | 0.019177 | 6 | 100 | 0.21106 | 1.6404 | 0.45038 | 1.7 | 5.0994
2007-11-18 15:00 | 0.091464 | 35.0649 | 58.238 | 50.5785 | 0.091132 | 0.16258 | 2.3789 | 2.3789 | 1.7 | 0 | 0.5202 | 2.3789 | 6.8343 | 0 | 0 | 0 | 0.16258 | 0.7146 | 0.67887 | 0 | 0 | 0 | 4.5537 | 0 | 0.55202 | -0.55202 | 5.4181 | 90.3021 | 0.21106 | 2.6168 | 0.13006 | 1.7 | 4.7163
2007-11-18 16:00 | 0.090502 | 22.0394 | 64.4875 | 64.3249 | 0.090324 | 0.16114 | 0 | 0 | 0 | 0 | 0 | 0 | 0 | 0 | 0 | 0 | 0.16114 | 0 | 0 | 0 | 0 | 0.61335 | 4.0017 | 0.16114 | 0 | 0.16114 | 5.571 | 92.8499 | 0.21104 | 0 | 0.12891 | 0 | 4.1628
2007-11-18 17:00 | 0.019609 | 8.4431 | 68.4714 | 78.3464 | 0.019584 | 0.034937 | 0.43207 | 0.43207 | 0 | 0 | 0 | 0.43207 | 8.0861 | 0 | 5.5511e-17 | 0 | 0.034937 | 0.45481 | 0.43207 | 0 | 0 | 0.45221 | 4.1467 | 0 | 0.41987 | -0.41987 | 5.1284 | 85.4735 | 0.21104 | 0.47528 | 0.02795 | 0 | 4.1816
2007-11-18 18:00 | 0.0010994 | 0 | 70.9698 | 90 | 0 | 0 | 0.92734 | 0.92734 | 0 | 0 | 0 | 0.92734 | 0 | 0 | 1.1102e-16 | 0 | 0 | 0.97615 | 0.92734 | 0 | 0 | 0.91874 | 3.7268 | 0 | 0.97615 | -0.97615 | 4.0995 | 68.3243 | 0.21104 | 1.0201 | 0 | 0 | 3.7268
2007-11-18 19:00 | 0 | 0 | 72.2935 | 90 | 0 | 0 | 0.73384 | 0.73384 | 0 | 0 | 0 | 0.73384 | 0 | 0 | 0 | 0 | 0 | 0.77247 | 0.73384 | 0 | 0 | 2.0034 | 2.7507 | 0 | 0.77247 | -0.77247 | 3.2852 | 54.7535 | 0.21104 | 0.80723 | 0 | 0 | 2.7507
2007-11-18 20:00 | 0 | 0 | 72.3957 | 90 | 0 | 0 | 0 | 0 | 0 | 0 | 0 | 0 | 0 | 0 | 0 | 0 | 0 | 0 | 0 | 0 | 0 | 2.8616 | 1.9782 | 0 | 0 | 0 | 3.2852 | 54.7535 | 0.21104 | 0 | 0 | 0 | 1.9782
2007-11-18 21:00 | 0 | 0 | 70.7056 | 90 | 0 | 0 | 2.9949 | 2.9949 | 1.7 | 0 | 0.5202 | 2.9949 | 0 | 0 | 0 | 0.21443 | 0 | 1.3631 | 1.2949 | 0 | 0 | 2.8616 | 1.9782 | 0 | 1.3631 | -1.3631 | 1.8484 | 30.8064 | 0.21104 | 3.2944 | 0 | 1.7 | 1.9782
2007-11-18 22:00 | 0 | 0 | 65.1906 | 90 | 0 | 0 | 0 | 0 | 1.4526 | 0 | 0.45267 | 0 | 0 | 0 | 0 | 0 | 0 | 0 | 0 | 1.4526 | 1.38 | 4.3762 | 0.61511 | 1.38 | 0 | 1.38 | 3.1576 | 52.626 | 0.21105 | 0 | 0 | 1.7 | 0.61511
2007-11-18 23:00 | 0 | 0 | 47.1732 | 90 | 0 | 0 | 0.20753 | 0.20753 | 1.6602 | 0 | 0.50932 | 0.20753 | 0 | 0 | 0 | 0 | 0 | 0 | 0 | 1.4526 | 1.38 | 2.9962 | 1.8571 | 1.38 | 0 | 1.38 | 4.4668 | 74.4457 | 0.2111 | 0.22828 | 0 | 1.7 | 1.8571
2007-11-19 | 0 | 0 | -12.6757 | 90 | 0 | 0 | 0.60311 | 0.60311 | 1.7 | 0 | 0.5202 | 0.60311 | 0 | 0 | 0 | 0 | 0 | 0 | 0 | 1.0969 | 1.042 | 1.6162 | 3.0991 | 1.042 | 0 | 1.042 | 5.4553 | 90.9219 | 0.21117 | 0.66342 | 0 | 1.7 | 3.0991
2007-11-19 01:00 | 0 | 0 | -55.6167 | 90 | 0 | 0 | 0.10757 | 0.10757 | 0 | 0 | 0 | 0.10757 | 0 | 0 | 1.3878e-17 | 0 | 0 | 0.11323 | 0.10757 | 0 | 0 | 0.57415 | 4.037 | 0 | 0.11323 | -0.11323 | 5.336 | 88.9326 | 0.21117 | 0.11833 | 0 | 0 | 4.037
2007-11-19 02:00 | 0 | 0 | -67.4162 | 90 | 0 | 0 | 0 | 0 | 0 | 0 | 0 | 0 | 0 | 0 | 0 | 0 | 0 | 0 | 0 | 0 | 0 | 0.69996 | 3.9237 | 0 | 0 | 0 | 5.336 | 88.9326 | 0.21117 | 0 | 0 | 0 | 3.9237
2007-11-19 03:00 | 0 | 0 | -71.2714 | 90 | 0 | 0 | 0.032249 | 0.032249 | 0 | 0 | 0 | 0.032249 | 0 | 0 | 0 | 0 | 0 | 0.033946 | 0.032249 | 0 | 0 | 0.69996 | 3.9237 | 0 | 0.033946 | -0.033946 | 5.3002 | 88.3362 | 0.21117 | 0.035474 | 0 | 0 | 3.9237
2007-11-19 04:00 | 0 | 0 | -72.2691 | 90 | 0 | 0 | 0 | 0 | 0 | 0 | 0 | 0 | 0 | 0 | 0 | 0 | 0 | 0 | 0 | 0 | 0 | 0.73768 | 3.8898 | 0 | 0 | 0 | 5.3002 | 88.3362 | 0.21117 | 0 | 0 | 0 | 3.8898
2007-11-19 05:00 | 0 | 0 | -71.7378 | 90 | 0 | 0 | 0.65468 | 0.65468 | 0 | 0 | 0 | 0.65468 | 0 | 0 | 0 | 0 | 0 | 0.68914 | 0.65468 | 0 | 0 | 0.73768 | 3.8898 | 0 | 0.68914 | -0.68914 | 4.5738 | 76.2294 | 0.21117 | 0.72015 | 0 | 0 | 3.8898
2007-11-19 06:00 | 0.01686 | 0 | -70.0299 | 90 | 0 | 0 | 0.23287 | 0.23287 | 0 | 0 | 0 | 0.23287 | 0 | 0 | 2.7756e-17 | 0 | 0 | 0.24513 | 0.23287 | 0 | 0 | 1.5034 | 3.2006 | 0 | 0.24513 | -0.24513 | 4.3154 | 71.923 | 0.21117 | 0.25616 | 0 | 0 | 3.2006
2007-11-19 07:00 | 0.13484 | 13.1409 | -67.0701 | 73.4954 | 0.1434 | 0.25583 | 2.0875 | 2.0875 | 1.7 | 0 | 0.5202 | 2.0875 | 12.2557 | 1.6653e-16 | 0 | 0 | 0.25583 | 0.40786 | 0.38747 | 0 | 0 | 1.7758 | 2.9555 | 0 | 0.15203 | -0.15203 | 4.1551 | 69.2521 | 0.21117 | 2.2962 | 0.20467 | 1.7 | 3.2113
2007-11-19 08:00 | 0.25698 | 26.5544 | -62.4114 | 59.5663 | 0.26428 | 0.47147 | 0 | 0 | 1.4526 | 0 | 0.45267 | 0 | 0 | 0 | 0 | 0 | 0.47147 | 0 | 0 | 1.4526 | 1.38 | 1.9447 | 2.8035 | 1.8515 | 0 | 1.8515 | 5.9116 | 98.5264 | 0.21112 | 0 | 0.37718 | 1.7 | 3.275
2007-11-19 09:00 | 0.45103 | 39.2466 | -55.043 | 46.0145 | 0.47143 | 0.84103 | 1.2522 | 1.2522 | 0 | 0 | 0 | 1.2522 | 67.1658 | 0 | 0 | 0 | 0.84103 | 1.3181 | 1.2522 | 0 | 0 | 0.093196 | 4.4698 | 0 | 0.47704 | -0.47704 | 5.4088 | 90.1457 | 0.21112 | 1.3774 | 0.67282 | 0 | 5.3108
2007-11-19 10:00 | 0.66243 | 50.492 | -42.9366 | 33.3748 | 0.70273 | 1.2537 | 0 | 0 | 0 | 0 | 0 | 0 | 0 | 0.63042 | 0 | 0 | 1.2537 | 0 | 0 | 0 | 0 | 0.62325 | 3.9928 | 0.62325 | 0 | 0.62325 | 6 | 100 | 0.21104 | 0 | 1.0029 | 0 | 5.2464
2007-11-19 11:00 | 0.71026 | 58.6728 | -22.9201 | 23.2486 | 0.74738 | 1.3333 | 0 | 0 | 0 | 0 | 0 | 0 | 0 | 1.3333 | 0 | 0 | 1.3333 | 0 | 0 | 0 | 0 | 0 | 4.5537 | 0 | 0 | 0 | 6 | 100 | 0.21104 | 0 | 1.0667 | 0 | 5.887
2007-11-19 12:00 | 0.73915 | 61.0514 | 5.0011 | 19.9647 | 0.77829 | 1.3885 | 0 | 0 | 0 | 0 | 0 | 0 | 0 | 1.3885 | 0 | 0 | 1.3885 | 0 | 0 | 0 | 0 | 0 | 4.5537 | 0 | 0 | 0 | 6 | 100 | 0.21104 | 0 | 1.1108 | 0 | 5.9422
2007-11-19 13:00 | 0.75178 | 56.3709 | 30.8508 | 26.2389 | 0.79861 | 1.4247 | 0.23284 | 0.23284 | 0 | 0 | 0 | 0.23284 | 611.8952 | 1.1796 | 0 | 0 | 1.4247 | 0.24509 | 0.23284 | 0 | 0 | 0 | 4.5537 | 0 | 0 | 0 | 6 | 100 | 0.21104 | 0.25612 | 1.1398 | 0 | 5.9784
2007-11-19 14:00 | 0.76441 | 46.8749 | 47.8046 | 37.5431 | 0.8264 | 1.4743 | 2.0381 | 2.0381 | 0.65809 | 0 | 0.23576 | 2.0381 | 72.3368 | 0.021658 | 0 | 0 | 1.4743 | 1.4526 | 1.38 | 0 | 0 | 0 | 4.5537 | 0 | 0 | 0 | 6 | 100 | 0.21104 | 2.2419 | 1.1794 | 1.7 | 6.028
2007-11-19 15:00 | 0.58085 | 35.0103 | 57.9722 | 50.5947 | 0.6376 | 1.1375 | 0.90435 | 0.90435 | 0 | 0 | 0 | 0.90435 | 125.7797 | 0.18554 | 0 | 0 | 1.1375 | 0.95194 | 0.90435 | 0 | 0 | 0 | 4.5537 | 0 | 0 | 0 | 6 | 100 | 0.21104 | 0.99478 | 0.90999 | 0 | 5.6912
2007-11-19 16:00 | 0.26647 | 22.016 | 64.2468 | 64.3129 | 0.28587 | 0.51 | 1.1274 | 1.1274 | 0 | 0 | 0 | 1.1274 | 45.2381 | 0 | 2.2204e-16 | 0 | 0.51 | 1.1867 | 1.1274 | 0 | 0 | 0 | 4.5537 | 0 | 0.6767 | -0.6767 | 5.2867 | 88.1115 | 0.21104 | 1.2401 | 0.408 | 0 | 5.0637
2007-11-19 17:00 | 0.10945 | 8.4438 | 68.2446 | 78.3123 | 0.1319 | 0.23532 | 2.3486 | 2.3486 | 1.7 | 0 | 0.5202 | 2.3486 | 10.0194 | 0 | 0 | 0 | 0.23532 | 0.68275 | 0.64861 | 0 | 0 | 0.75189 | 3.877 | 0 | 0.44743 | -0.44743 | 4.8151 | 80.251 | 0.21104 | 2.5835 | 0.18825 | 1.7 | 4.1123
2007-11-19 18:00 | 0.0011044 | 0 | 70.7454 | 90 | 0 | 0 | 2.7993 | 2.7993 | 1.7 | 0 | 0.5202 | 2.7993 | 0 | 0 | 0 | 0 | 0 | 1.1572 | 1.0993 | 0 | 0 | 1.249 | 3.4296 | 0 | 1.1572 | -1.1572 | 3.5953 | 59.9211 | 0.21104 | 3.0793 | 0 | 1.7 | 3.4296
2007-11-19 19:00 | 0 | 0 | 72.0592 | 90 | 0 | 0 | 0.6764 | 0.6764 | 1.7 | 0 | 0.5202 | 0.6764 | 0 | 0 | 0 | 0 | 0 | 0 | 0 | 1.0236 | 0.97242 | 2.5348 | 2.2724 | 0.97242 | 0 | 0.97242 | 4.5178 | 75.2963 | 0.2111 | 0.74404 | 0 | 1.7 | 2.2724
2007-11-19 20:00 | 0 | 0 | 72.1357 | 90 | 0 | 0 | 0.82775 | 0.82775 | 1.7 | 0 | 0.5202 | 0.82775 | 0 | 0 | 0 | 0 | 0 | 0 | 0 | 0.87225 | 0.82864 | 1.5624 | 3.1475 | 0.82864 | 0 | 0.82864 | 5.3039 | 88.3983 | 0.21116 | 0.91052 | 0 | 1.7 | 3.1475
2007-11-19 21:00 | 0 | 0 | 70.3952 | 90 | 0 | 0 | 0.71003 | 0.71003 | 0 | 0 | 0 | 0.71003 | 0 | 0 | 0 | 0 | 0 | 0.7474 | 0.71003 | 0 | 0 | 0.73376 | 3.8933 | 0 | 0.7474 | -0.7474 | 4.5161 | 75.2678 | 0.21116 | 0.78103 | 0 | 0 | 3.8933
2007-11-19 22:00 | 0 | 0 | 64.7884 | 90 | 0 | 0 | 0.15068 | 0.15068 | 0 | 0 | 0 | 0.15068 | 0 | 0 | 0 | 0 | 0 | 0.15861 | 0.15068 | 0 | 0 | 1.5642 | 3.1459 | 0 | 0.15861 | -0.15861 | 4.3489 | 72.4812 | 0.21116 | 0.16575 | 0 | 0 | 3.1459
2007-11-19 23:00 | 0 | 0 | 46.6847 | 90 | 0 | 0 | 0.34333 | 0.34333 | 0 | 0 | 0 | 0.34333 | 0 | 0 | 0 | 0 | 0 | 0.3614 | 0.34333 | 0 | 0 | 1.7404 | 2.9873 | 0 | 0.3614 | -0.3614 | 3.9679 | 66.1321 | 0.21116 | 0.37766 | 0 | 0 | 2.9873
2007-11-20 | 0 | 0 | -12.1608 | 90 | 0 | 0 | 0.58889 | 0.58889 | 0 | 0 | 0 | 0.58889 | 0 | 0 | 1.1102e-16 | 0 | 0 | 0.61988 | 0.58889 | 0 | 0 | 2.142 | 2.6259 | 0 | 0.61988 | -0.61988 | 3.3145 | 55.2419 | 0.21116 | 0.64778 | 0 | 0 | 2.6259
2007-11-20 01:00 | 0 | 0 | -55.0057 | 90 | 0 | 0 | 0.2848 | 0.2848 | 0 | 0 | 0 | 0.2848 | 0 | 0 | 0 | 0 | 0 | 0.29979 | 0.2848 | 0 | 0 | 2.8308 | 2.006 | 0 | 0.29979 | -0.29979 | 2.9985 | 49.9752 | 0.21116 | 0.31328 | 0 | 0 | 2.006
2007-11-20 02:00 | 0 | 0 | -67.0164 | 90 | 0 | 0 | 0.24771 | 0.24771 | 0 | 0 | 0 | 0.24771 | 0 | 0 | 0 | 0 | 0 | 0.26075 | 0.24771 | 0 | 0 | 3.1639 | 1.7062 | 0 | 0.26075 | -0.26075 | 2.7237 | 45.3943 | 0.21116 | 0.27248 | 0 | 0 | 1.7062
2007-11-20 03:00 | 0 | 0 | -70.975 | 90 | 0 | 0 | 0.15173 | 0.15173 | 0 | 0 | 0 | 0.15173 | 0 | 0 | 0 | 0 | 0 | 0.15972 | 0.15173 | 0 | 0 | 3.4536 | 1.4455 | 0 | 0.15972 | -0.15972 | 2.5553 | 42.5883 | 0.21116 | 0.16691 | 0 | 0 | 1.4455
2007-11-20 04:00 | 0 | 0 | -72.0259 | 90 | 0 | 0 | 0 | 0 | 0 | 0 | 0 | 0 | 0 | 0 | 0 | 0 | 0 | 0 | 0 | 0 | 0 | 3.631 | 1.2858 | 0 | 0 | 0 | 2.5553 | 42.5883 | 0.21116 | 0 | 0 | 0 | 1.2858
2007-11-20 05:00 | 0 | 0 | -71.5228 | 90 | 0 | 0 | 0.073158 | 0.073158 | 0 | 0 | 0 | 0.073158 | 0 | 0 | 1.3878e-17 | 0 | 0 | 0.077009 | 0.073158 | 0 | 0 | 3.631 | 1.2858 | 0 | 0.077009 | -0.077009 | 2.4741 | 41.2354 | 0.21116 | 0.080474 | 0 | 0 | 1.2858
2007-11-20 06:00 | 0.010294 | 0 | -69.8286 | 90 | 0 | 0 | 0.080901 | 0.080901 | 0 | 0 | 0 | 0.080901 | 0 | 0 | 0 | 0 | 0 | 0.085159 | 0.080901 | 0 | 0 | 3.7166 | 1.2087 | 0 | 0.085159 | -0.085159 | 2.3844 | 39.7393 | 0.21116 | 0.088991 | 0 | 0 | 1.2087
2007-11-20 07:00 | 0.11974 | 13.0351 | -66.8728 | 73.571 | 0.12464 | 0.22236 | 0 | 0 | 0 | 0 | 0 | 0 | 0 | 0 | 0 | 0 | 0.22236 | 0 | 0 | 0 | 0 | 3.8112 | 1.1236 | 0.22236 | 0 | 0.22236 | 2.5953 | 43.2552 | 0.21113 | 0 | 0.17789 | 0 | 1.3459
2007-11-20 08:00 | 0.18818 | 26.4268 | -62.2121 | 59.6635 | 0.18909 | 0.33734 | 1.3159 | 1.3159 | 1.7 | 0 | 0.5202 | 1.3159 | 25.6346 | 0 | 0 | 0 | 0.33734 | 0 | 0 | 0.38406 | 0.36486 | 3.5889 | 1.3237 | 0.70219 | 0 | 0.70219 | 3.2615 | 54.3578 | 0.21117 | 1.4475 | 0.26987 | 1.7 | 1.661
2007-11-20 09:00 | 0.25472 | 39.0923 | -54.842 | 46.1386 | 0.255 | 0.45493 | 1.2907 | 1.2907 | 1.7 | 0 | 0.5202 | 1.2907 | 35.2461 | 0 | 0 | 0 | 0.45493 | 0 | 0 | 0.40928 | 0.38882 | 2.8867 | 1.9557 | 0.84375 | 0 | 0.84375 | 4.0619 | 67.6986 | 0.21121 | 1.4198 | 0.36394 | 1.7 | 2.4106
2007-11-20 10:00 | 0.1256 | 50.3052 | -42.7565 | 33.5359 | 0.12511 | 0.2232 | 0.93132 | 0.93132 | 1.7 | 0 | 0.5202 | 0.93132 | 23.9658 | 0 | 0 | 0 | 0.2232 | 0 | 0 | 0.76868 | 0.73025 | 2.0429 | 2.7151 | 0.95345 | 0 | 0.95345 | 4.9664 | 82.7739 | 0.21127 | 1.0244 | 0.17856 | 1.7 | 2.9383
2007-11-20 11:00 | 0.53388 | 58.4569 | -22.8465 | 23.4561 | 0.54552 | 0.97321 | 0 | 0 | 0 | 0 | 0 | 0 | 0 | 0 | 0 | 0 | 0.97321 | 0 | 0 | 0 | 0 | 1.0895 | 3.5732 | 0.97321 | 0 | 0.97321 | 5.8897 | 98.1617 | 0.21115 | 0 | 0.77857 | 0 | 4.5464
2007-11-20 12:00 | 0.3642 | 60.8443 | 4.8525 | 20.1688 | 0.36434 | 0.64998 | 1.4496 | 1.4496 | 0.94261 | 0 | 0.31343 | 1.4496 | 44.8374 | 1.249e-16 | 0 | 0 | 0.64998 | 0.53372 | 0.50703 | 0 | 0 | 0.11627 | 4.449 | 0.11627 | 0 | 0.11627 | 6 | 100 | 0.21115 | 1.5946 | 0.51999 | 1.7 | 5.099
2007-11-20 13:00 | 0.28006 | 56.2199 | 30.5642 | 26.3586 | 0.27939 | 0.49844 | 1.962 | 1.962 | 1.4884 | 0 | 0.46244 | 1.962 | 25.4051 | 1.1102e-16 | 0 | 0 | 0.49844 | 0.49844 | 0.47352 | 0 | 0 | 0 | 4.5537 | 0 | 0 | 0 | 6 | 100 | 0.21115 | 2.1582 | 0.39875 | 1.7 | 5.0521
2007-11-20 14:00 | 0.50942 | 46.7821 | 47.5142 | 37.5964 | 0.52861 | 0.94303 | 0 | 0 | 0 | 0 | 0 | 0 | 0 | 0.94303 | 0 | 0 | 0.94303 | 0 | 0 | 0 | 0 | 0 | 4.5537 | 0 | 0 | 0 | 6 | 100 | 0.21115 | 0 | 0.75443 | 0 | 5.4967
2007-11-20 15:00 | 0.40162 | 34.9603 | 57.7116 | 50.6071 | 0.42063 | 0.7504 | 2.6066 | 2.6066 | 1.7 | 0 | 0.5202 | 2.6066 | 28.7887 | 1.1102e-16 | 0 | 0 | 0.7504 | 0.95429 | 0.90658 | 0 | 0 | 0 | 4.5537 | 0 | 0.20389 | -0.20389 | 5.7851 | 96.418 | 0.21115 | 2.8672 | 0.60032 | 1.7 | 5.3041
2007-11-20 16:00 | 0.20178 | 21.9968 | 64.0112 | 64.2976 | 0.20697 | 0.36923 | 2.1423 | 2.1423 | 1.7 | 0 | 0.5202 | 2.1423 | 17.2358 | 1.1102e-16 | 0 | 0 | 0.36923 | 0.46553 | 0.44225 | 0 | 0 | 0.22655 | 4.3498 | 0 | 0.096296 | -0.096296 | 5.6836 | 94.7263 | 0.21115 | 2.3565 | 0.29539 | 1.7 | 4.719
2007-11-20 17:00 | 0.048268 | 8.4483 | 68.0229 | 78.2752 | 0.048556 | 0.086624 | 1.1926 | 1.1926 | 0 | 0 | 0 | 1.1926 | 7.2635 | 2.2204e-16 | 0 | 0 | 0.086624 | 1.2554 | 1.1926 | 0 | 0 | 0.33354 | 4.2535 | 0 | 1.1687 | -1.1687 | 4.4516 | 74.1937 | 0.21115 | 1.3119 | 0.069299 | 0 | 4.3401
2007-11-20 18:00 | 0.00071273 | 0 | 70.5264 | 90 | 0 | 0 | 1.6623 | 1.6623 | 1.7 | 0 | 0.5202 | 1.6623 | 0 | 0 | 0 | 0 | 0 | 0 | 0 | 0.037736 | 0.035849 | 1.6321 | 3.0848 | 0.035849 | 0 | 0.035849 | 4.4856 | 74.7605 | 0.21116 | 1.8285 | 0 | 1.7 | 3.0848
2007-11-20 19:00 | 0 | 0 | 71.831 | 90 | 0 | 0 | 0 | 0 | 1.4526 | 0 | 0.45267 | 0 | 0 | 0 | 0 | 0 | 0 | 0 | 0 | 1.4526 | 1.38 | 1.5963 | 3.117 | 1.38 | 0 | 1.38 | 5.7948 | 96.5802 | 0.21117 | 0 | 0 | 1.7 | 3.117
2007-11-20 20:00 | 0 | 0 | 71.8831 | 90 | 0 | 0 | 0.87549 | 0.87549 | 0 | 0 | 0 | 0.87549 | 0 | 0 | 0 | 0 | 0 | 0.92157 | 0.87549 | 0 | 0 | 0.21629 | 4.359 | 0 | 0.92157 | -0.92157 | 4.8234 | 80.3899 | 0.21117 | 0.96304 | 0 | 0 | 4.359
2007-11-20 21:00 | 0 | 0 | 70.0951 | 90 | 0 | 0 | 1.2186 | 1.2186 | 0 | 0 | 0 | 1.2186 | 0 | 0 | 2.2204e-16 | 0 | 0 | 1.2827 | 1.2186 | 0 | 0 | 1.2403 | 3.4375 | 0 | 1.2827 | -1.2827 | 3.4713 | 57.8545 | 0.21117 | 1.3405 | 0 | 0 | 3.4375
2007-11-20 22:00 | 0 | 0 | 64.4026 | 90 | 0 | 0 | 0.11035 | 0.11035 | 0 | 0 | 0 | 0.11035 | 0 | 0 | 1.3878e-17 | 0 | 0 | 0.11616 | 0.11035 | 0 | 0 | 2.6655 | 2.1547 | 0 | 0.11616 | -0.11616 | 3.3488 | 55.8138 | 0.21117 | 0.12139 | 0 | 0 | 2.1547
2007-11-20 23:00 | 0 | 0 | 46.2288 | 90 | 0 | 0 | 0.37629 | 0.37629 | 0 | 0 | 0 | 0.37629 | 0 | 0 | 5.5511e-17 | 0 | 0 | 0.3961 | 0.37629 | 0 | 0 | 2.7946 | 2.0386 | 0 | 0.3961 | -0.3961 | 2.9313 | 48.8551 | 0.21117 | 0.41392 | 0 | 0 | 2.0386
2007-11-21 | 0 | 0 | -11.6561 | 90 | 0 | 0 | 0 | 0 | 0 | 0 | 0 | 0 | 0 | 0 | 0 | 0 | 0 | 0 | 0 | 0 | 0 | 3.2347 | 1.6425 | 0 | 0 | 0 | 2.9313 | 48.8551 | 0.21117 | 0 | 0 | 0 | 1.6425
2007-11-21 01:00 | 0 | 0 | -54.4088 | 90 | 0 | 0 | 0.21839 | 0.21839 | 0 | 0 | 0 | 0.21839 | 0 | 0 | 2.7756e-17 | 0 | 0 | 0.22989 | 0.21839 | 0 | 0 | 3.2347 | 1.6425 | 0 | 0.22989 | -0.22989 | 2.689 | 44.8164 | 0.21117 | 0.24023 | 0 | 0 | 1.6425
2007-11-21 02:00 | 0 | 0 | -66.6258 | 90 | 0 | 0 | 0.062249 | 0.062249 | 0 | 0 | 0 | 0.062249 | 0 | 0 | 1.3878e-17 | 0 | 0 | 0.065526 | 0.062249 | 0 | 0 | 3.4901 | 1.4126 | 0 | 0.065526 | -0.065526 | 2.6199 | 43.6652 | 0.21117 | 0.068474 | 0 | 0 | 1.4126
2007-11-21 03:00 | 0 | 0 | -70.6859 | 90 | 0 | 0 | 0.27279 | 0.27279 | 0 | 0 | 0 | 0.27279 | 0 | 0 | 0 | 0 | 0 | 0.28715 | 0.27279 | 0 | 0 | 3.5629 | 1.3471 | 0 | 0.28715 | -0.28715 | 2.3172 | 38.6206 | 0.21117 | 0.30007 | 0 | 0 | 1.3471
2007-11-21 04:00 | 0 | 0 | -71.789 | 90 | 0 | 0 | 0.26503 | 0.26503 | 0 | 0 | 0 | 0.26503 | 0 | 0 | 5.5511e-17 | 0 | 0 | 0.27898 | 0.26503 | 0 | 0 | 3.882 | 1.0599 | 0 | 0.27898 | -0.27898 | 2.0232 | 33.7195 | 0.21117 | 0.29153 | 0 | 0 | 1.0599
2007-11-21 05:00 | 0 | 0 | -71.3139 | 90 | 0 | 0 | 0.076394 | 0.076394 | 0 | 0 | 0 | 0.076394 | 0 | 0 | 1.3878e-17 | 0 | 0 | 0.080414 | 0.076394 | 0 | 0 | 4.192 | 0.78093 | 0 | 0.080414 | -0.080414 | 1.9384 | 32.3068 | 0.21117 | 0.084033 | 0 | 0 | 0.78093
2007-11-21 06:00 | 0.0064124 | 0 | -69.6335 | 90 | 0 | 0 | 0.36037 | 0.36037 | 0 | 0 | 0 | 0.36037 | 0 | 0 | 0 | 0 | 0 | 0.37933 | 0.36037 | 0 | 0 | 4.2813 | 0.70051 | 0 | 0.37933 | -0.37933 | 1.5386 | 25.6426 | 0.21117 | 0.3964 | 0 | 0 | 0.70051
2007-11-21 07:00 | 0.11659 | 12.9281 | -66.6823 | 73.649 | 0.12106 | 0.21598 | 0.020656 | 0.020656 | 0 | 0 | 0 | 0.020656 | 1045.598 | 0 | 0 | 0 | 0.21598 | 0.021743 | 0.020656 | 0 | 0 | 4.7028 | 0.32118 | 0.19424 | 0 | 0.19424 | 1.7228 | 28.7137 | 0.21114 | 0.022722 | 0.17278 | 0 | 0.53716
2007-11-21 08:00 | 0.2506 | 26.2986 | -62.0204 | 59.7624 | 0.25741 | 0.45922 | 0.69973 | 0.69973 | 1.7 | 0 | 0.5202 | 0.69973 | 65.6275 | 0 | 0 | 0 | 0.45922 | 0 | 0 | 1.0003 | 0.95026 | 4.5085 | 0.49599 | 1.4095 | 0 | 1.4095 | 3.06 | 50.9994 | 0.2112 | 0.7697 | 0.36737 | 1.7 | 0.95521
2007-11-21 09:00 | 0.22346 | 38.9383 | -54.6502 | 46.2637 | 0.2232 | 0.39818 | 1.1588 | 1.1588 | 1.7 | 0 | 0.5202 | 1.1588 | 34.3603 | 0 | 0 | 0 | 0.39818 | 0 | 0 | 0.54116 | 0.5141 | 3.0991 | 1.7645 | 0.91228 | 0 | 0.91228 | 3.9254 | 65.4239 | 0.21125 | 1.2747 | 0.31854 | 1.7 | 2.1627
2007-11-21 10:00 | 0.39938 | 50.1202 | -42.5875 | 33.6966 | 0.40332 | 0.71952 | 0.086555 | 0.086555 | 1.5392 | 0 | 0.4763 | 0.086555 | 831.2868 | 2.2204e-16 | 0 | 0 | 0.71952 | 0 | 0 | 1.4526 | 1.38 | 2.1868 | 2.5856 | 2.0995 | 0 | 2.0995 | 5.9172 | 98.6201 | 0.21119 | 0.09521 | 0.57561 | 1.7 | 3.3051
2007-11-21 11:00 | 0.59563 | 58.2452 | -22.7832 | 23.6602 | 0.61546 | 1.098 | 0.8547 | 0.8547 | 0 | 0 | 0 | 0.8547 | 128.4626 | 0.11101 | 0 | 0 | 1.098 | 0.89969 | 0.8547 | 0 | 0 | 0.087275 | 4.4751 | 0.087275 | 0 | 0.087275 | 6 | 100 | 0.21117 | 0.94017 | 0.87838 | 0 | 5.5731
2007-11-21 12:00 | 0.76847 | 60.6431 | 4.7013 | 20.367 | 0.81346 | 1.4512 | 1.788 | 1.788 | 0.425 | 0 | 0.17213 | 1.788 | 81.1641 | 0.016479 | 0 | 0 | 1.4512 | 1.4347 | 1.363 | 0 | 0 | 0 | 4.5537 | 0 | 0 | 0 | 6 | 100 | 0.21117 | 1.9668 | 1.161 | 1.7 | 6.0049
2007-11-21 13:00 | 0.6514 | 56.0747 | 30.2814 | 26.4733 | 0.68235 | 1.2173 | 1.725 | 1.725 | 0.56857 | 0 | 0.21132 | 1.725 | 70.5683 | 0 | 0 | 0 | 1.2173 | 1.2173 | 1.1564 | 0 | 0 | 0 | 4.5537 | 0 | 0 | 0 | 6 | 100 | 0.21117 | 1.8975 | 0.97385 | 1.7 | 5.771
2007-11-21 14:00 | 0.47951 | 46.6945 | 47.2289 | 37.6454 | 0.49436 | 0.88195 | 1.2947 | 1.2947 | 0.45689 | 0 | 0.18083 | 1.2947 | 68.1175 | 0 | 0 | 0 | 0.88195 | 0.88195 | 0.83785 | 0 | 0 | 0 | 4.5537 | 0 | 0 | 0 | 6 | 100 | 0.21117 | 1.4242 | 0.70556 | 1.7 | 5.4356
2007-11-21 15:00 | 0.48103 | 34.915 | 57.4561 | 50.6159 | 0.51802 | 0.92414 | 0.74829 | 0.74829 | 0 | 0 | 0 | 0.74829 | 123.4997 | 0.13646 | 0 | 0 | 0.92414 | 0.78768 | 0.74829 | 0 | 0 | 0 | 4.5537 | 0 | 0 | 0 | 6 | 100 | 0.21117 | 0.82312 | 0.73931 | 0 | 5.4778
2007-11-21 16:00 | 0.17047 | 21.9819 | 63.7807 | 64.2789 | 0.1723 | 0.30738 | 0 | 0 | 0 | 0 | 0 | 0 | 0 | 0.30738 | 0 | 0 | 0.30738 | 0 | 0 | 0 | 0 | 0 | 4.5537 | 0 | 0 | 0 | 6 | 100 | 0.21117 | 0 | 0.2459 | 0 | 4.8611
2007-11-21 17:00 | 0.088724 | 8.4567 | 67.8065 | 78.2351 | 0.098172 | 0.17514 | 0 | 0 | 0 | 0 | 0 | 0 | 0 | 0.17514 | 0 | 0 | 0.17514 | 0 | 0 | 0 | 0 | 0 | 4.5537 | 0 | 0 | 0 | 6 | 100 | 0.21117 | 0 | 0.14011 | 0 | 4.7288
2007-11-21 18:00 | 0.0015595 | 0 | 70.3131 | 90 | 0 | 0 | 1.8081 | 1.8081 | 1.7 | 0 | 0.5202 | 1.8081 | 0 | 0 | 0 | 0 | 0 | 0.11378 | 0.10809 | 0 | 0 | 0 | 4.5537 | 0 | 0.11378 | -0.11378 | 5.8801 | 98.0011 | 0.21117 | 1.9889 | 0 | 1.7 | 4.5537
2007-11-21 19:00 | 0 | 0 | 71.6091 | 90 | 0 | 0 | 0.95269 | 0.95269 | 0 | 0 | 0 | 0.95269 | 0 | 0 | 0 | 0 | 0 | 1.0028 | 0.95269 | 0 | 0 | 0.12642 | 4.4399 | 0 | 1.0028 | -1.0028 | 4.823 | 80.3831 | 0.21117 | 1.048 | 0 | 0 | 4.4399
2007-11-21 20:00 | 0 | 0 | 71.6382 | 90 | 0 | 0 | 1.5529 | 1.5529 | 1.7 | 0 | 0.5202 | 1.5529 | 0 | 0 | 0 | 0 | 0 | 0 | 0 | 0.14709 | 0.13973 | 1.2407 | 3.4371 | 0.13973 | 0 | 0.13973 | 4.9556 | 82.5925 | 0.21118 | 1.7082 | 0 | 1.7 | 3.4371
2007-11-21 21:00 | 0 | 0 | 69.8052 | 90 | 0 | 0 | 0.94389 | 0.94389 | 0 | 0 | 0 | 0.94389 | 0 | 0 | 1.1102e-16 | 0 | 0 | 0.99357 | 0.94389 | 0 | 0 | 1.101 | 3.5628 | 0 | 0.99357 | -0.99357 | 3.9082 | 65.1373 | 0.21118 | 1.0383 | 0 | 0 | 3.5628
2007-11-21 22:00 | 0 | 0 | 64.0332 | 90 | 0 | 0 | 0.2395 | 0.2395 | 0 | 0 | 0 | 0.2395 | 0 | 0 | 0 | 0 | 0 | 0.2521 | 0.2395 | 0 | 0 | 2.2049 | 2.5693 | 0 | 0.2521 | -0.2521 | 3.6425 | 60.7083 | 0.21118 | 0.26345 | 0 | 0 | 2.5693
2007-11-21 23:00 | 0 | 0 | 45.8046 | 90 | 0 | 0 | 0.091959 | 0.091959 | 0 | 0 | 0 | 0.091959 | 0 | 0 | 1.3878e-17 | 0 | 0 | 0.096799 | 0.091959 | 0 | 0 | 2.485 | 2.3172 | 0 | 0.096799 | -0.096799 | 3.5405 | 59.0077 | 0.21118 | 0.10115 | 0 | 0 | 2.3172
2007-11-22 | 0 | 0 | -11.1608 | 90 | 0 | 0 | 0.59733 | 0.59733 | 0 | 0 | 0 | 0.59733 | 0 | 0 | 0 | 0 | 0 | 0.62876 | 0.59733 | 0 | 0 | 2.5926 | 2.2204 | 0 | 0.62876 | -0.62876 | 2.8777 | 47.9615 | 0.21118 | 0.65706 | 0 | 0 | 2.2204
2007-11-22 01:00 | 0 | 0 | -53.8258 | 90 | 0 | 0 | 0.26371 | 0.26371 | 0 | 0 | 0 | 0.26371 | 0 | 0 | 0 | 0 | 0 | 0.27759 | 0.26371 | 0 | 0 | 3.2912 | 1.5916 | 0 | 0.27759 | -0.27759 | 2.5851 | 43.0848 | 0.21118 | 0.29008 | 0 | 0 | 1.5916
2007-11-22 02:00 | 0 | 0 | -66.2444 | 90 | 0 | 0 | 0.26048 | 0.26048 | 0 | 0 | 0 | 0.26048 | 0 | 0 | 5.5511e-17 | 0 | 0 | 0.27419 | 0.26048 | 0 | 0 | 3.5996 | 1.314 | 0 | 0.27419 | -0.27419 | 2.2961 | 38.2679 | 0.21118 | 0.28652 | 0 | 0 | 1.314
2007-11-22 03:00 | 0 | 0 | -70.4041 | 90 | 0 | 0 | 0.35332 | 0.35332 | 0 | 0 | 0 | 0.35332 | 0 | 0 | 0 | 0 | 0 | 0.37192 | 0.35332 | 0 | 0 | 3.9043 | 1.0398 | 0 | 0.37192 | -0.37192 | 1.904 | 31.734 | 0.21118 | 0.38865 | 0 | 0 | 1.0398
2007-11-22 04:00 | 0 | 0 | -71.5588 | 90 | 0 | 0 | 0.62782 | 0.62782 | 1.7 | 0 | 0.5202 | 0.62782 | 0 | 0 | 0 | 0 | 0 | 0 | 0 | 1.0722 | 1.0186 | 4.3175 | 0.66791 | 1.0186 | 0 | 1.0186 | 2.8703 | 47.839 | 0.21125 | 0.6906 | 0 | 1.7 | 0.66791
2007-11-22 05:00 | 0 | 0 | -71.1112 | 90 | 0 | 0 | 0.364 | 0.364 | 1.7 | 0 | 0.5202 | 0.364 | 0 | 0 | 0 | 0 | 0 | 0 | 0 | 1.336 | 1.2692 | 3.299 | 1.5846 | 1.2692 | 0 | 1.2692 | 4.0744 | 67.9068 | 0.21132 | 0.4004 | 0 | 1.7 | 1.5846
2007-11-22 06:00 | 0.020231 | 0 | -69.4448 | 90 | 0 | 0 | 0 | 0 | 1.4526 | 0 | 0.45267 | 0 | 0 | 0 | 0 | 0 | 0 | 0 | 0 | 1.4526 | 1.38 | 2.0298 | 2.7269 | 1.38 | 0 | 1.38 | 5.3836 | 89.7265 | 0.21133 | 0 | 0 | 1.7 | 2.7269
2007-11-22 07:00 | 0.24018 | 12.8199 | -66.4986 | 73.7291 | 0.29973 | 0.53471 | 2.1568 | 2.1568 | 1.7 | 0 | 0.5202 | 2.1568 | 24.7924 | 0 | 0 | 0 | 0.53471 | 0.48081 | 0.45677 | 0 | 0 | 0.64976 | 3.9689 | 0.053909 | 0 | 0.053909 | 5.4347 | 90.5788 | 0.21133 | 2.3724 | 0.42777 | 1.7 | 4.5036
2007-11-22 08:00 | 0.51629 | 26.1699 | -61.8365 | 59.863 | 0.58469 | 1.0431 | 2.6611 | 2.6611 | 1.7 | 0 | 0.5202 | 2.6611 | 39.1971 | 0 | 0 | 0 | 1.0431 | 1.0117 | 0.96114 | 0 | 0 | 0.59585 | 4.0174 | 0.031362 | 0 | 0.031362 | 5.4645 | 91.0747 | 0.21133 | 2.9273 | 0.83447 | 1.7 | 5.0605
2007-11-22 09:00 | 0.7363 | 38.7848 | -54.4676 | 46.3896 | 0.80782 | 1.4411 | 1.753 | 1.753 | 0.92021 | 0 | 0.30732 | 1.753 | 82.2084 | 1.1102e-16 | 0 | 0 | 1.4411 | 0.87666 | 0.83283 | 0 | 0 | 0.56449 | 4.0457 | 0.56449 | 0 | 0.56449 | 6 | 100 | 0.21135 | 1.9283 | 1.1529 | 1.7 | 5.4868
2007-11-22 10:00 | 0.81607 | 49.9373 | -42.4292 | 33.8567 | 0.88173 | 1.573 | 1.1426 | 1.1426 | 0 | 0 | 0 | 1.1426 | 137.673 | 0.3703 | 0 | 0 | 1.573 | 1.2027 | 1.1426 | 0 | 0 | 0 | 4.5537 | 0 | 0 | 0 | 6 | 100 | 0.21135 | 1.2568 | 1.2584 | 0 | 6.1267
2007-11-22 11:00 | 0.71488 | 58.0379 | -22.7298 | 23.8609 | 0.75442 | 1.3459 | 1.6603 | 1.6603 | 0.425 | 0 | 0.17213 | 1.6603 | 81.0611 | 0.045535 | 0 | 0 | 1.3459 | 1.3003 | 1.2353 | 0 | 0 | 0 | 4.5537 | 0 | 0 | 0 | 6 | 100 | 0.21135 | 1.8264 | 1.0767 | 1.7 | 5.8996
2007-11-22 12:00 | 0.73078 | 60.448 | 4.5476 | 20.5593 | 0.7701 | 1.3739 | 2.1943 | 2.1943 | 0.88912 | 0 | 0.29883 | 2.1943 | 62.6107 | 0 | 0 | 0 | 1.3739 | 1.3739 | 1.3052 | 0 | 0 | 0 | 4.5537 | 0 | 0 | 0 | 6 | 100 | 0.21135 | 2.4137 | 1.0991 | 1.7 | 5.9276
2007-11-22 13:00 | 0.77113 | 55.9353 | 30.0022 | 26.583 | 0.82275 | 1.4678 | 0.46448 | 0.46448 | 0 | 0 | 0 | 0.46448 | 316.0057 | 0.97886 | 0 | 0 | 1.4678 | 0.48893 | 0.46448 | 0 | 0 | 0 | 4.5537 | 0 | 0 | 0 | 6 | 100 | 0.21135 | 0.51093 | 1.1742 | 0 | 6.0215
2007-11-22 14:00 | 0.56527 | 46.612 | 46.9487 | 37.6902 | 0.59492 | 1.0613 | 1.7307 | 1.7307 | 0.72241 | 0 | 0.25332 | 1.7307 | 61.3249 | 0 | 0 | 0 | 1.0613 | 1.0613 | 1.0083 | 0 | 0 | 0 | 4.5537 | 0 | 0 | 0 | 6 | 100 | 0.21135 | 1.9037 | 0.84907 | 1.7 | 5.615
2007-11-22 15:00 | 0.51535 | 34.8742 | 57.2059 | 50.621 | 0.56069 | 1.0003 | 0 | 0 | 0 | 0 | 0 | 0 | 0 | 1.0003 | 0 | 0 | 1.0003 | 0 | 0 | 0 | 0 | 0 | 4.5537 | 0 | 0 | 0 | 6 | 100 | 0.21135 | 0 | 0.80022 | 0 | 5.554
2007-11-22 16:00 | 0.29346 | 21.9711 | 63.5553 | 64.2569 | 0.32216 | 0.57474 | 0.64617 | 0.64617 | 0 | 0 | 0 | 0.64617 | 88.945 | 0 | 0 | 0 | 0.57474 | 0.68018 | 0.64617 | 0 | 0 | 0 | 4.5537 | 0 | 0.10544 | -0.10544 | 5.8889 | 98.1475 | 0.21135 | 0.71079 | 0.45979 | 0 | 5.1284
2007-11-22 17:00 | 0.13895 | 8.469 | 67.5953 | 78.192 | 0.18516 | 0.33032 | 1.6289 | 1.6289 | 1.4264 | 0 | 0.44552 | 1.6289 | 20.2783 | 8.3267e-17 | 0 | 0 | 0.33032 | 0.21316 | 0.2025 | 0 | 0 | 0.11716 | 4.4482 | 0.11716 | 0 | 0.11716 | 6 | 100 | 0.21136 | 1.7918 | 0.26426 | 1.7 | 4.7786
2007-11-22 18:00 | 0.0012629 | 0 | 70.1053 | 90 | 0 | 0 | 1.4561 | 1.4561 | 1.4561 | 0 | 0.45363 | 1.4561 | 0 | 0 | 0 | 0 | 0 | 0 | 0 | 0 | 0 | 0 | 4.5537 | 0 | 0 | 0 | 6 | 100 | 0.21136 | 1.6018 | 0 | 1.7 | 4.5537
2007-11-22 19:00 | 0 | 0 | 71.3936 | 90 | 0 | 0 | 1.4909 | 1.4909 | 1.4909 | 0 | 0.46312 | 1.4909 | 0 | 0 | 0 | 0 | 0 | 0 | 0 | 0 | 0 | 0 | 4.5537 | 0 | 0 | 0 | 6 | 100 | 0.21136 | 1.64 | 0 | 1.7 | 4.5537
2007-11-22 20:00 | 0 | 0 | 71.4009 | 90 | 0 | 0 | 0.97295 | 0.97295 | 0 | 0 | 0 | 0.97295 | 0 | 0 | 1.1102e-16 | 0 | 0 | 1.0242 | 0.97295 | 0 | 0 | 0 | 4.5537 | 0 | 1.0242 | -1.0242 | 4.9205 | 82.0075 | 0.21136 | 1.0702 | 0 | 0 | 4.5537
2007-11-22 21:00 | 0 | 0 | 69.5256 | 90 | 0 | 0 | 1.4851 | 1.4851 | 1.7 | 0 | 0.5202 | 1.4851 | 0 | 0 | 0 | 0 | 0 | 0 | 0 | 0.21489 | 0.20415 | 1.138 | 3.5295 | 0.20415 | 0 | 0.20415 | 5.1141 | 85.2353 | 0.21137 | 1.6336 | 0 | 1.7 | 3.5295
2007-11-22 22:00 | 0 | 0 | 63.68 | 90 | 0 | 0 | 0.5204 | 0.5204 | 0 | 0 | 0 | 0.5204 | 0 | 0 | 1.1102e-16 | 0 | 0 | 0.54779 | 0.5204 | 0 | 0 | 0.9338 | 3.7133 | 0 | 0.54779 | -0.54779 | 4.5367 | 75.6117 | 0.21137 | 0.57244 | 0 | 0 | 3.7133
2007-11-22 23:00 | 0 | 0 | 45.4109 | 90 | 0 | 0 | 0.38892 | 0.38892 | 0 | 0 | 0 | 0.38892 | 0 | 0 | 5.5511e-17 | 0 | 0 | 0.40939 | 0.38892 | 0 | 0 | 1.5425 | 3.1655 | 0 | 0.40939 | -0.40939 | 4.1052 | 68.4194 | 0.21137 | 0.42781 | 0 | 0 | 3.1655
2007-11-23 | 0 | 0 | -10.6739 | 90 | 0 | 0 | 0 | 0 | 0 | 0 | 0 | 0 | 0 | 0 | 0 | 0 | 0 | 0 | 0 | 0 | 0 | 1.9973 | 2.7561 | 0 | 0 | 0 | 4.1052 | 68.4194 | 0.21137 | 0 | 0 | 0 | 2.7561
2007-11-23 01:00 | 0 | 0 | -53.2565 | 90 | 0 | 0 | 0.65738 | 0.65738 | 0 | 0 | 0 | 0.65738 | 0 | 0 | 0 | 0 | 0 | 0.69197 | 0.65738 | 0 | 0 | 1.9973 | 2.7561 | 0 | 0.69197 | -0.69197 | 3.3758 | 56.2627 | 0.21137 | 0.72311 | 0 | 0 | 2.7561
2007-11-23 02:00 | 0 | 0 | -65.8722 | 90 | 0 | 0 | 0 | 0 | 0 | 0 | 0 | 0 | 0 | 0 | 0 | 0 | 0 | 0 | 0 | 0 | 0 | 2.7662 | 2.0641 | 0 | 0 | 0 | 3.3758 | 56.2627 | 0.21137 | 0 | 0 | 0 | 2.0641
2007-11-23 03:00 | 0 | 0 | -70.1298 | 90 | 0 | 0 | 0.32176 | 0.32176 | 0 | 0 | 0 | 0.32176 | 0 | 0 | 5.5511e-17 | 0 | 0 | 0.33869 | 0.32176 | 0 | 0 | 2.7662 | 2.0641 | 0 | 0.33869 | -0.33869 | 3.0188 | 50.3125 | 0.21137 | 0.35393 | 0 | 0 | 2.0641
2007-11-23 04:00 | 0 | 0 | -71.3351 | 90 | 0 | 0 | 0.43513 | 0.43513 | 0 | 0 | 0 | 0.43513 | 0 | 0 | 5.5511e-17 | 0 | 0 | 0.45803 | 0.43513 | 0 | 0 | 3.1425 | 1.7254 | 0 | 0.45803 | -0.45803 | 2.5359 | 42.2657 | 0.21137 | 0.47864 | 0 | 0 | 1.7254
2007-11-23 05:00 | 0 | 0 | -70.9149 | 90 | 0 | 0 | 0.19327 | 0.19327 | 0 | 0 | 0 | 0.19327 | 0 | 0 | 2.7756e-17 | 0 | 0 | 0.20345 | 0.19327 | 0 | 0 | 3.6514 | 1.2674 | 0 | 0.20345 | -0.20345 | 2.3215 | 38.6915 | 0.21137 | 0.2126 | 0 | 0 | 1.2674
2007-11-23 06:00 | 0.019281 | 0 | -69.2624 | 90 | 0 | 0 | 0 | 0 | 0 | 0 | 0 | 0 | 0 | 0 | 0 | 0 | 0 | 0 | 0 | 0 | 0 | 3.8775 | 1.0639 | 0 | 0 | 0 | 2.3215 | 38.6915 | 0.21137 | 0 | 0 | 0 | 1.0639
2007-11-23 07:00 | 0.21769 | 12.7105 | -66.3218 | 73.8114 | 0.26983 | 0.48137 | 2.0545 | 2.0545 | 1.7 | 0 | 0.5202 | 2.0545 | 23.4295 | 0 | 0 | 0 | 0.48137 | 0.3732 | 0.35454 | 0 | 0 | 3.8775 | 1.0639 | 0.10817 | 0 | 0.10817 | 2.4241 | 40.4018 | 0.21138 | 2.26 | 0.38509 | 1.7 | 1.5453
2007-11-23 08:00 | 0.54061 | 26.0408 | -61.6603 | 59.9652 | 0.6136 | 1.0947 | 3.6849 | 3.08 | 1.7 | 0 | 0.5202 | 3.08 | 35.5408 | 2.2204e-16 | 0.60489 | 1.0422 | 1.0947 | 1.4526 | 1.38 | 0 | 0 | 3.7693 | 1.1613 | 0 | 0.35797 | -0.35797 | 2.0468 | 34.1128 | 0.21138 | 4.0534 | 0.87573 | 1.7 | 2.2559
2007-11-23 09:00 | 0.73545 | 38.6319 | -54.2941 | 46.5163 | 0.80768 | 1.4409 | 0.80694 | 0.80694 | 1.7 | 0 | 0.5202 | 0.80694 | 178.5637 | 1.1102e-16 | 0 | 0 | 1.4409 | 0 | 0 | 0.89306 | 0.84841 | 4.1671 | 0.80332 | 2.2893 | 0 | 2.2893 | 4.2186 | 70.3099 | 0.21132 | 0.88763 | 1.1527 | 1.7 | 2.2442
2007-11-23 10:00 | 0.81396 | 49.7566 | -42.2816 | 34.0161 | 0.8801 | 1.5701 | 0.97697 | 0.97697 | 1.2693 | 0 | 0.40261 | 0.97697 | 160.7117 | 0 | 0 | 0 | 1.5701 | 0 | 0 | 0.29229 | 0.27768 | 1.8778 | 2.8637 | 1.8478 | 0 | 1.8478 | 5.9716 | 99.5257 | 0.21124 | 1.0747 | 1.2561 | 1.7 | 4.4338
2007-11-23 11:00 | 0.97558 | 57.835 | -22.6861 | 24.0581 | 1.0493 | 1.872 | 0.5157 | 0.5157 | 0 | 0 | 0 | 0.5157 | 362.9976 | 1.2991 | 0 | 0 | 1.872 | 0.54284 | 0.5157 | 0 | 0 | 0.029998 | 4.5267 | 0.029998 | 0 | 0.029998 | 6 | 100 | 0.21124 | 0.56727 | 1.4976 | 0 | 6.3987
2007-11-23 12:00 | 1.0668 | 60.259 | 4.3915 | 20.7456 | 1.1464 | 2.0452 | 2.4847 | 2.4847 | 1.1047 | 0 | 0.35768 | 2.4847 | 82.314 | 0.59261 | 0 | 0 | 2.0452 | 1.4526 | 1.38 | 0 | 0 | 0 | 4.5537 | 0 | 0 | 0 | 6 | 100 | 0.21124 | 2.7332 | 1.6362 | 1.7 | 6.5989
2007-11-23 13:00 | 1.0331 | 55.8019 | 29.7267 | 26.6874 | 1.1136 | 1.9866 | 0.65733 | 0.65733 | 0 | 0 | 0 | 0.65733 | 302.2209 | 1.2947 | 0 | 0 | 1.9866 | 0.69193 | 0.65733 | 0 | 0 | 0 | 4.5537 | 0 | 0 | 0 | 6 | 100 | 0.21124 | 0.72307 | 1.5893 | 0 | 6.5403
2007-11-23 14:00 | 0.8732 | 46.5347 | 46.6737 | 37.7308 | 0.94874 | 1.6926 | 0.66669 | 0.66669 | 0 | 0 | 0 | 0.66669 | 253.8745 | 0.99078 | 0 | 0 | 1.6926 | 0.70178 | 0.66669 | 0 | 0 | 0 | 4.5537 | 0 | 0 | 0 | 6 | 100 | 0.21124 | 0.73336 | 1.354 | 0 | 6.2462
2007-11-23 15:00 | 0.66767 | 34.8381 | 56.9609 | 50.6224 | 0.73846 | 1.3174 | 1.2422 | 1.2422 | 0 | 0 | 0 | 1.2422 | 106.0582 | 0.0098758 | 0 | 0 | 1.3174 | 1.3075 | 1.2422 | 0 | 0 | 0 | 4.5537 | 0 | 0 | 0 | 6 | 100 | 0.21124 | 1.3664 | 1.0539 | 0 | 5.8711
2007-11-23 16:00 | 0.39464 | 21.9645 | 63.3352 | 64.2316 | 0.45466 | 0.81111 | 0.74333 | 0.74333 | 0 | 0 | 0 | 0.74333 | 109.1172 | 0.028648 | 0 | 0 | 0.81111 | 0.78246 | 0.74333 | 0 | 0 | 0 | 4.5537 | 0 | 0 | 0 | 6 | 100 | 0.21124 | 0.81767 | 0.64888 | 0 | 5.3648
2007-11-23 17:00 | 0.13321 | 8.485 | 67.3894 | 78.146 | 0.17525 | 0.31265 | 1.1882 | 1.1882 | 0 | 0 | 0 | 1.1882 | 26.3131 | 0 | 0 | 0 | 0.31265 | 1.2507 | 1.1882 | 0 | 0 | 0 | 4.5537 | 0 | 0.93806 | -0.93806 | 5.0112 | 83.52 | 0.21124 | 1.307 | 0.25012 | 0 | 4.8663
2007-11-23 18:00 | 0.0011963 | 0 | 69.9032 | 90 | 0 | 0 | 0.28273 | 0.28273 | 0 | 0 | 0 | 0.28273 | 0 | 0 | 0 | 0 | 0 | 0.29761 | 0.28273 | 0 | 0 | 1.0423 | 3.6156 | 0 | 0.29761 | -0.29761 | 4.6975 | 78.2915 | 0.21124 | 0.31101 | 0 | 0 | 3.6156
2007-11-23 19:00 | 0 | 0 | 71.1844 | 90 | 0 | 0 | 1.1636 | 1.1636 | 0 | 0 | 0 | 1.1636 | 0 | 0 | 2.2204e-16 | 0 | 0 | 1.2249 | 1.1636 | 0 | 0 | 1.373 | 3.318 | 0 | 1.2249 | -1.2249 | 3.4064 | 56.7726 | 0.21124 | 1.28 | 0 | 0 | 3.318
2007-11-23 20:00 | 0 | 0 | 71.1713 | 90 | 0 | 0 | 0.65935 | 0.65935 | 0 | 0 | 0 | 0.65935 | 0 | 0 | 1.1102e-16 | 0 | 0 | 0.69405 | 0.65935 | 0 | 0 | 2.7339 | 2.0931 | 0 | 0.69405 | -0.69405 | 2.6748 | 44.5794 | 0.21124 | 0.72528 | 0 | 0 | 2.0931
2007-11-23 21:00 | 0 | 0 | 69.2563 | 90 | 0 | 0 | 2.1814 | 2.1814 | 1.7 | 0 | 0.5202 | 2.1814 | 0 | 0 | 0 | 0 | 0 | 0.50672 | 0.48138 | 0 | 0 | 3.5051 | 1.3991 | 0 | 0.50672 | -0.50672 | 2.1406 | 35.6773 | 0.21124 | 2.3995 | 0 | 1.7 | 1.3991
2007-11-23 22:00 | 0 | 0 | 63.343 | 90 | 0 | 0 | 0.50619 | 0.50619 | 1.7 | 0 | 0.5202 | 0.50619 | 0 | 0 | 0 | 0 | 0 | 0 | 0 | 1.1938 | 1.1341 | 4.0681 | 0.89237 | 1.1341 | 0 | 1.1341 | 3.2166 | 53.6093 | 0.21131 | 0.55681 | 0 | 1.7 | 0.89237
2007-11-23 23:00 | 0 | 0 | 45.0468 | 90 | 0 | 0 | 0.27454 | 0.27454 | 1.7 | 0 | 0.5202 | 0.27454 | 0 | 0 | 0 | 0 | 0 | 0 | 0 | 1.4255 | 1.3542 | 2.934 | 1.9131 | 1.3542 | 0 | 1.3542 | 4.5013 | 75.0208 | 0.21137 | 0.30199 | 0 | 1.7 | 1.9131
2007-11-24 | 0 | 0 | -10.1947 | 90 | 0 | 0 | 0.47763 | 0.47763 | 1.7 | 0 | 0.5202 | 0.47763 | 0 | 0 | 0 | 0 | 0 | 0 | 0 | 1.2224 | 1.1612 | 1.5798 | 3.1318 | 1.1612 | 0 | 1.1612 | 5.6029 | 93.3817 | 0.21144 | 0.52539 | 0 | 1.7 | 3.1318
2007-11-24 01:00 | 0 | 0 | -52.7007 | 90 | 0 | 0 | 0.52806 | 0.52806 | 0 | 0 | 0 | 0.52806 | 0 | 0 | 1.1102e-16 | 0 | 0 | 0.55585 | 0.52806 | 0 | 0 | 0.41858 | 4.177 | 0 | 0.55585 | -0.55585 | 5.017 | 83.6165 | 0.21144 | 0.58086 | 0 | 0 | 4.177
2007-11-24 02:00 | 0 | 0 | -65.5093 | 90 | 0 | 0 | 0 | 0 | 0 | 0 | 0 | 0 | 0 | 0 | 0 | 0 | 0 | 0 | 0 | 0 | 0 | 1.0362 | 3.6211 | 0 | 0 | 0 | 5.017 | 83.6165 | 0.21144 | 0 | 0 | 0 | 3.6211
2007-11-24 03:00 | 0 | 0 | -69.863 | 90 | 0 | 0 | 0.5427 | 0.5427 | 0 | 0 | 0 | 0.5427 | 0 | 0 | 1.1102e-16 | 0 | 0 | 0.57127 | 0.5427 | 0 | 0 | 1.0362 | 3.6211 | 0 | 0.57127 | -0.57127 | 4.4148 | 73.5804 | 0.21144 | 0.59697 | 0 | 0 | 3.6211
2007-11-24 04:00 | 0 | 0 | -71.118 | 90 | 0 | 0 | 0 | 0 | 0 | 0 | 0 | 0 | 0 | 0 | 0 | 0 | 0 | 0 | 0 | 0 | 0 | 1.6709 | 3.0499 | 0 | 0 | 0 | 4.4148 | 73.5804 | 0.21144 | 0 | 0 | 0 | 3.0499
2007-11-24 05:00 | 0 | 0 | -70.7249 | 90 | 0 | 0 | 0.18054 | 0.18054 | 0 | 0 | 0 | 0.18054 | 0 | 0 | 0 | 0 | 0 | 0.19004 | 0.18054 | 0 | 0 | 1.6709 | 3.0499 | 0 | 0.19004 | -0.19004 | 4.2145 | 70.2418 | 0.21144 | 0.19859 | 0 | 0 | 3.0499
2007-11-24 06:00 | 0.023245 | 0 | -69.0865 | 90 | 0 | 0 | 0.17923 | 0.17923 | 0 | 0 | 0 | 0.17923 | 0 | 0 | 2.7756e-17 | 0 | 0 | 0.18866 | 0.17923 | 0 | 0 | 1.8821 | 2.8598 | 0 | 0.18866 | -0.18866 | 4.0157 | 66.9274 | 0.21144 | 0.19715 | 0 | 0 | 2.8598
2007-11-24 07:00 | 0.2705 | 12.6001 | -66.1518 | 73.8957 | 0.34108 | 0.60849 | 0.090758 | 0.090758 | 0 | 0 | 0 | 0.090758 | 670.4582 | 0 | 0 | 0 | 0.60849 | 0.095534 | 0.090758 | 0 | 0 | 2.0917 | 2.6712 | 0.51296 | 0 | 0.51296 | 4.5023 | 75.038 | 0.21138 | 0.099833 | 0.48679 | 0 | 3.2797
2007-11-24 08:00 | 0.56284 | 25.9113 | -61.4919 | 60.0689 | 0.6402 | 1.1421 | 2.036 | 2.036 | 1.7 | 0 | 0.5202 | 2.036 | 56.0962 | 0 | 0 | 0 | 1.1421 | 0.35368 | 0.336 | 0 | 0 | 1.5787 | 3.1328 | 0.78844 | 0 | 0.78844 | 5.2503 | 87.5042 | 0.21141 | 2.2396 | 0.91369 | 1.7 | 4.2749
2007-11-24 09:00 | 0.78415 | 38.4796 | -54.1298 | 46.6437 | 0.86266 | 1.539 | 1.7136 | 1.7136 | 1.0023 | 0 | 0.32974 | 1.7136 | 89.8108 | 0 | 0 | 0 | 1.539 | 0.74868 | 0.71124 | 0 | 0 | 0.79031 | 3.8424 | 0.79031 | 0 | 0.79031 | 6 | 100 | 0.21142 | 1.8849 | 1.2312 | 1.7 | 5.3814
2007-11-24 10:00 | 0.97425 | 49.5782 | -42.1446 | 34.1747 | 1.0565 | 1.8847 | 1.3339 | 1.3339 | 0.425 | 0 | 0.17213 | 1.3339 | 141.291 | 0.92796 | 0 | 0 | 1.8847 | 0.95677 | 0.90893 | 0 | 0 | 0 | 4.5537 | 0 | 0 | 0 | 6 | 100 | 0.21142 | 1.4673 | 1.5078 | 1.7 | 6.4384
2007-11-24 11:00 | 1.0475 | 57.6366 | -22.6519 | 24.2517 | 1.1282 | 2.0127 | 0.33078 | 0.33078 | 0 | 0 | 0 | 0.33078 | 608.4855 | 1.6645 | 0 | 0 | 2.0127 | 0.34819 | 0.33078 | 0 | 0 | 0 | 4.5537 | 0 | 0 | 0 | 6 | 100 | 0.21142 | 0.36385 | 1.6102 | 0 | 6.5664
2007-11-24 12:00 | 0.99965 | 60.076 | 4.2329 | 20.9258 | 1.0743 | 1.9165 | 1.4804 | 1.4804 | 0.425 | 0 | 0.17213 | 1.4804 | 129.465 | 0.80564 | 0 | 0 | 1.9165 | 1.1109 | 1.0554 | 0 | 0 | 0 | 4.5537 | 0 | 0 | 0 | 6 | 100 | 0.21142 | 1.6284 | 1.5332 | 1.7 | 6.4702
2007-11-24 13:00 | 0.9133 | 55.6743 | 29.4549 | 26.7867 | 0.98394 | 1.7553 | 2.1457 | 2.1457 | 0.76573 | 0 | 0.26514 | 2.1457 | 81.8064 | 0.30271 | 0 | 0 | 1.7553 | 1.4526 | 1.38 | 0 | 0 | 0 | 4.5537 | 0 | 0 | 0 | 6 | 100 | 0.21142 | 2.3603 | 1.4043 | 1.7 | 6.309
2007-11-24 14:00 | 0.78483 | 46.4627 | 46.4038 | 37.767 | 0.85228 | 1.5205 | 0 | 0 | 0 | 0 | 0 | 0 | 0 | 1.5205 | 0 | 0 | 1.5205 | 0 | 0 | 0 | 0 | 0 | 4.5537 | 0 | 0 | 0 | 6 | 100 | 0.21142 | 0 | 1.2164 | 0 | 6.0742
2007-11-24 15:00 | 0.57505 | 34.8065 | 56.7213 | 50.62 | 0.63359 | 1.1303 | 1.7408 | 1.7408 | 0.66695 | 0 | 0.23818 | 1.7408 | 64.933 | 0 | 0 | 0 | 1.1303 | 1.1303 | 1.0738 | 0 | 0 | 0 | 4.5537 | 0 | 0 | 0 | 6 | 100 | 0.21142 | 1.9148 | 0.90426 | 1.7 | 5.684
2007-11-24 16:00 | 0.29634 | 21.962 | 63.1204 | 64.2031 | 0.3265 | 0.58248 | 1.4826 | 1.4826 | 0.92927 | 0 | 0.30979 | 1.4826 | 39.2871 | 1.1102e-16 | 0 | 0 | 0.58248 | 0.58248 | 0.55335 | 0 | 0 | 0 | 4.5537 | 0 | 0 | 0 | 6 | 100 | 0.21142 | 1.6309 | 0.46598 | 1.7 | 5.1362
2007-11-24 17:00 | 0.11679 | 8.5048 | 67.189 | 78.097 | 0.14544 | 0.25946 | 1.7667 | 1.7667 | 1.5202 | 0 | 0.47113 | 1.7667 | 14.6859 | 0 | 0 | 0 | 0.25946 | 0.25946 | 0.24649 | 0 | 0 | 0 | 4.5537 | 0 | 0 | 0 | 6 | 100 | 0.21142 | 1.9434 | 0.20757 | 1.7 | 4.8132
2007-11-24 18:00 | 0.00091205 | 0 | 69.7068 | 90 | 0 | 0 | 4.6698 | 3.08 | 1.7 | 0 | 0.5202 | 3.08 | 0 | 0 | 1.5898 | 2.0567 | 0 | 1.4526 | 1.38 | 0 | 0 | 0 | 4.5537 | 0 | 1.4526 | -1.4526 | 4.4688 | 74.4799 | 0.21142 | 5.1367 | 0 | 1.7 | 4.5537
2007-11-24 19:00 | 0 | 0 | 70.9817 | 90 | 0 | 0 | 0.40046 | 0.40046 | 1.7 | 0 | 0.5202 | 0.40046 | 0 | 0 | 0 | 0 | 0 | 0 | 0 | 1.2995 | 1.2346 | 1.614 | 3.1011 | 1.2346 | 0 | 1.2346 | 5.64 | 94 | 0.21149 | 0.44051 | 0 | 1.7 | 3.1011
2007-11-24 20:00 | 0 | 0 | 70.9496 | 90 | 0 | 0 | 1.0765 | 1.0765 | 0 | 0 | 0 | 1.0765 | 0 | 0 | 0 | 0 | 0 | 1.1332 | 1.0765 | 0 | 0 | 0.37947 | 4.2122 | 0 | 1.1332 | -1.1332 | 4.4455 | 74.0921 | 0.21149 | 1.1842 | 0 | 0 | 4.2122
2007-11-24 21:00 | 0 | 0 | 68.9975 | 90 | 0 | 0 | 0.77773 | 0.77773 | 0 | 0 | 0 | 0.77773 | 0 | 0 | 1.1102e-16 | 0 | 0 | 0.81866 | 0.77773 | 0 | 0 | 1.6386 | 3.079 | 0 | 0.81866 | -0.81866 | 3.5826 | 59.7097 | 0.21149 | 0.8555 | 0 | 0 | 3.079
2007-11-24 22:00 | 0 | 0 | 63.0221 | 90 | 0 | 0 | 0.25998 | 0.25998 | 0 | 0 | 0 | 0.25998 | 0 | 0 | 5.5511e-17 | 0 | 0 | 0.27367 | 0.25998 | 0 | 0 | 2.5482 | 2.2603 | 0 | 0.27367 | -0.27367 | 3.2941 | 54.9019 | 0.21149 | 0.28598 | 0 | 0 | 2.2603
2007-11-24 23:00 | 0 | 0 | 44.7112 | 90 | 0 | 0 | 0.20304 | 0.20304 | 0 | 0 | 0 | 0.20304 | 0 | 0 | 0 | 0 | 0 | 0.21373 | 0.20304 | 0 | 0 | 2.8523 | 1.9867 | 0 | 0.21373 | -0.21373 | 3.0688 | 51.147 | 0.21149 | 0.22335 | 0 | 0 | 1.9867
2007-11-25 | 0 | 0 | -9.7225 | 90 | 0 | 0 | 0.22169 | 0.22169 | 0 | 0 | 0 | 0.22169 | 0 | 0 | 2.7756e-17 | 0 | 0 | 0.23335 | 0.22169 | 0 | 0 | 3.0897 | 1.7729 | 0 | 0.23335 | -0.23335 | 2.8228 | 47.0474 | 0.21149 | 0.24385 | 0 | 0 | 1.7729
2007-11-25 01:00 | 0 | 0 | -52.1582 | 90 | 0 | 0 | 0.47266 | 0.47266 | 0 | 0 | 0 | 0.47266 | 0 | 0 | 5.5511e-17 | 0 | 0 | 0.49754 | 0.47266 | 0 | 0 | 3.349 | 1.5396 | 0 | 0.49754 | -0.49754 | 2.2984 | 38.3066 | 0.21149 | 0.51993 | 0 | 0 | 1.5396
2007-11-25 02:00 | 0 | 0 | -65.1556 | 90 | 0 | 0 | 0.22001 | 0.22001 | 0 | 0 | 0 | 0.22001 | 0 | 0 | 2.7756e-17 | 0 | 0 | 0.23159 | 0.22001 | 0 | 0 | 3.9018 | 1.042 | 0 | 0.23159 | -0.23159 | 2.0543 | 34.2381 | 0.21149 | 0.24201 | 0 | 0 | 1.042
2007-11-25 03:00 | 0 | 0 | -69.6037 | 90 | 0 | 0 | 0.13112 | 0.13112 | 0 | 0 | 0 | 0.13112 | 0 | 0 | 2.7756e-17 | 0 | 0 | 0.13802 | 0.13112 | 0 | 0 | 4.1592 | 0.81045 | 0 | 0.13802 | -0.13802 | 1.9088 | 31.8132 | 0.21149 | 0.14423 | 0 | 0 | 0.81045
2007-11-25 04:00 | 0 | 0 | -70.9077 | 90 | 0 | 0 | 0 | 0 | 0 | 0 | 0 | 0 | 0 | 0 | 0 | 0 | 0 | 0 | 0 | 0 | 0 | 4.3125 | 0.67242 | 0 | 0 | 0 | 1.9088 | 31.8132 | 0.21149 | 0 | 0 | 0 | 0.67242
2007-11-25 05:00 | 0 | 0 | -70.5413 | 90 | 0 | 0 | 0.31557 | 0.31557 | 0 | 0 | 0 | 0.31557 | 0 | 0 | 5.5511e-17 | 0 | 0 | 0.33218 | 0.31557 | 0 | 0 | 4.3125 | 0.67242 | 0 | 0.33218 | -0.33218 | 1.5586 | 25.9774 | 0.21149 | 0.34713 | 0 | 0 | 0.67242
2007-11-25 06:00 | 0.013393 | 0 | -68.917 | 90 | 0 | 0 | 0.33971 | 0.33971 | 1.7 | 0 | 0.5202 | 0.33971 | 0 | 0 | 0 | 0 | 0 | 0 | 0 | 1.3603 | 1.2923 | 4.6816 | 0.34024 | 1.2923 | 0 | 1.2923 | 2.7846 | 46.4099 | 0.21156 | 0.37369 | 0 | 1.7 | 0.34024
2007-11-25 07:00 | 0.20778 | 12.4888 | -65.9886 | 73.9819 | 0.25772 | 0.45978 | 0.80593 | 0.80593 | 1.7 | 0 | 0.5202 | 0.80593 | 57.0495 | 0 | 0 | 0 | 0.45978 | 0 | 0 | 0.89407 | 0.84936 | 3.3893 | 1.5033 | 1.3091 | 0 | 1.3091 | 4.0266 | 67.1093 | 0.21162 | 0.88653 | 0.36783 | 1.7 | 1.9631
2007-11-25 08:00 | 0.38229 | 25.7816 | -61.3311 | 60.1739 | 0.42448 | 0.75727 | 1.6469 | 1.6469 | 1.7 | 0 | 0.5202 | 1.6469 | 45.9804 | 0 | 0 | 0 | 0.75727 | 0 | 0 | 0.053054 | 0.050401 | 2.0802 | 2.6815 | 0.80767 | 0 | 0.80767 | 4.7928 | 79.8797 | 0.21166 | 1.8116 | 0.60582 | 1.7 | 3.4388
2007-11-25 09:00 | 0.58169 | 38.3282 | -53.9744 | 46.7715 | 0.63321 | 1.1296 | 0.41758 | 0.41758 | 0.56798 | 0 | 0.21116 | 0.41758 | 270.5214 | 0 | 0 | 0 | 1.1296 | 0 | 0 | 0.1504 | 0.14288 | 1.2725 | 3.4084 | 1.2725 | 0 | 1.2725 | 6 | 100 | 0.21153 | 0.45934 | 0.90371 | 1.7 | 4.5381
2007-11-25 10:00 | 0.85078 | 49.4022 | -42.0179 | 34.3322 | 0.92199 | 1.6448 | 1.6358 | 1.6358 | 0.425 | 0 | 0.17213 | 1.6358 | 100.5513 | 0.37029 | 0 | 0 | 1.6448 | 1.2745 | 1.2108 | 0 | 0 | 0 | 4.5537 | 0 | 0 | 0 | 6 | 100 | 0.21153 | 1.7994 | 1.3159 | 1.7 | 6.1985
2007-11-25 11:00 | 0.8948 | 57.4427 | -22.627 | 24.4414 | 0.96252 | 1.7171 | 0.38387 | 0.38387 | 0 | 0 | 0 | 0.38387 | 447.325 | 1.3131 | 0 | 0 | 1.7171 | 0.40407 | 0.38387 | 0 | 0 | 0 | 4.5537 | 0 | 0 | 0 | 6 | 100 | 0.21153 | 0.42226 | 1.3737 | 0 | 6.2708
2007-11-25 12:00 | 0.84843 | 59.8991 | 4.0721 | 21.1 | 0.90786 | 1.6196 | 1.73 | 1.73 | 0.425 | 0 | 0.17213 | 1.73 | 93.6204 | 0.24595 | 0 | 0 | 1.6196 | 1.3737 | 1.305 | 0 | 0 | 0 | 4.5537 | 0 | 0 | 0 | 6 | 100 | 0.21153 | 1.903 | 1.2957 | 1.7 | 6.1733
2007-11-25 13:00 | 0.96694 | 55.5527 | 29.1866 | 26.8807 | 1.0429 | 1.8605 | 0 | 0 | 0 | 0 | 0 | 0 | 0 | 1.8605 | 0 | 0 | 1.8605 | 0 | 0 | 0 | 0 | 0 | 4.5537 | 0 | 0 | 0 | 6 | 100 | 0.21153 | 0 | 1.4884 | 0 | 6.4142
2007-11-25 14:00 | 0.84877 | 46.3959 | 46.1391 | 37.7988 | 0.92315 | 1.6469 | 0.44349 | 0.44349 | 0 | 0 | 0 | 0.44349 | 371.3523 | 1.1801 | 0 | 0 | 1.6469 | 0.46683 | 0.44349 | 0 | 0 | 0 | 4.5537 | 0 | 0 | 0 | 6 | 100 | 0.21153 | 0.48784 | 1.3175 | 0 | 6.2006
2007-11-25 15:00 | 0.63277 | 34.7796 | 56.487 | 50.6139 | 0.70053 | 1.2497 | 1.2128 | 1.2128 | 0 | 0 | 0 | 1.2128 | 103.0494 | 0 | 2.2204e-16 | 0 | 1.2497 | 1.2766 | 1.2128 | 0 | 0 | 0 | 4.5537 | 0 | 0.026848 | -0.026848 | 5.9717 | 99.5283 | 0.21153 | 1.334 | 0.99979 | 0 | 5.8034
2007-11-25 16:00 | 0.33435 | 21.9637 | 62.9109 | 64.1712 | 0.37795 | 0.67426 | 0 | 0 | 0 | 0 | 0 | 0 | 0 | 0.64443 | 0 | 0 | 0.67426 | 0 | 0 | 0 | 0 | 0.029831 | 4.5268 | 0.029831 | 0 | 0.029831 | 6 | 100 | 0.21152 | 0 | 0.53941 | 0 | 5.2011
2007-11-25 17:00 | 0.13979 | 8.5283 | 66.994 | 78.0453 | 0.18704 | 0.33368 | 0.61786 | 0.61786 | 0 | 0 | 0 | 0.61786 | 54.0051 | 0 | 0 | 0 | 0.33368 | 0.65038 | 0.61786 | 0 | 0 | 0 | 4.5537 | 0 | 0.31671 | -0.31671 | 5.6662 | 94.4361 | 0.21152 | 0.67965 | 0.26694 | 0 | 4.8874
2007-11-25 18:00 | 0.0011724 | 0 | 69.5163 | 90 | 0 | 0 | 1.8698 | 1.8698 | 1.7 | 0 | 0.5202 | 1.8698 | 0 | 0 | 0 | 0 | 0 | 0.17874 | 0.1698 | 0 | 0 | 0.35189 | 4.237 | 0 | 0.17874 | -0.17874 | 5.4778 | 91.296 | 0.21152 | 2.0568 | 0 | 1.7 | 4.237
2007-11-25 19:00 | 0 | 0 | 70.7855 | 90 | 0 | 0 | 2.6609 | 2.6609 | 1.7 | 0 | 0.5202 | 2.6609 | 0 | 0 | 0 | 0 | 0 | 1.0114 | 0.96086 | 0 | 0 | 0.55049 | 4.0582 | 0 | 1.0114 | -1.0114 | 4.4116 | 73.527 | 0.21152 | 2.9269 | 0 | 1.7 | 4.0582
2007-11-25 20:00 | 0 | 0 | 70.7357 | 90 | 0 | 0 | 0.59747 | 0.59747 | 1.7 | 0 | 0.5202 | 0.59747 | 0 | 0 | 0 | 0 | 0 | 0 | 0 | 1.1025 | 1.0474 | 1.6743 | 3.0468 | 1.0474 | 0 | 1.0474 | 5.4053 | 90.0879 | 0.21159 | 0.65721 | 0 | 1.7 | 3.0468
2007-11-25 21:00 | 0 | 0 | 68.749 | 90 | 0 | 0 | 0 | 0 | 0 | 0 | 0 | 0 | 0 | 0 | 0 | 0 | 0 | 0 | 0 | 0 | 0 | 0.6269 | 3.9895 | 0 | 0 | 0 | 5.4053 | 90.0879 | 0.21159 | 0 | 0 | 0 | 3.9895
2007-11-25 22:00 | 0 | 0 | 62.7172 | 90 | 0 | 0 | 0.30564 | 0.30564 | 0 | 0 | 0 | 0.30564 | 0 | 0 | 0 | 0 | 0 | 0.32173 | 0.30564 | 0 | 0 | 0.6269 | 3.9895 | 0 | 0.32173 | -0.32173 | 5.0662 | 84.4357 | 0.21159 | 0.33621 | 0 | 0 | 3.9895
2007-11-25 23:00 | 0 | 0 | 44.4033 | 90 | 0 | 0 | 0.37442 | 0.37442 | 0 | 0 | 0 | 0.37442 | 0 | 0 | 5.5511e-17 | 0 | 0 | 0.39413 | 0.37442 | 0 | 0 | 0.98437 | 3.6678 | 0 | 0.39413 | -0.39413 | 4.6507 | 77.5116 | 0.21159 | 0.41187 | 0 | 0 | 3.6678
2007-11-26 | 0 | 0 | -9.2567 | 90 | 0 | 0 | 0.32851 | 0.32851 | 0 | 0 | 0 | 0.32851 | 0 | 0 | 0 | 0 | 0 | 0.3458 | 0.32851 | 0 | 0 | 1.4223 | 3.2736 | 0 | 0.3458 | -0.3458 | 4.2862 | 71.4364 | 0.21159 | 0.36136 | 0 | 0 | 3.2736
2007-11-26 01:00 | 0 | 0 | -51.6288 | 90 | 0 | 0 | 0.551 | 0.551 | 0 | 0 | 0 | 0.551 | 0 | 0 | 1.1102e-16 | 0 | 0 | 0.58 | 0.551 | 0 | 0 | 1.8065 | 2.9278 | 0 | 0.58 | -0.58 | 3.6748 | 61.2469 | 0.21159 | 0.6061 | 0 | 0 | 2.9278
2007-11-26 02:00 | 0 | 0 | -64.8114 | 90 | 0 | 0 | 0 | 0 | 0 | 0 | 0 | 0 | 0 | 0 | 0 | 0 | 0 | 0 | 0 | 0 | 0 | 2.451 | 2.3478 | 0 | 0 | 0 | 3.6748 | 61.2469 | 0.21159 | 0 | 0 | 0 | 2.3478
2007-11-26 03:00 | 0 | 0 | -69.3521 | 90 | 0 | 0 | 0.32804 | 0.32804 | 0 | 0 | 0 | 0.32804 | 0 | 0 | 0 | 0 | 0 | 0.3453 | 0.32804 | 0 | 0 | 2.451 | 2.3478 | 0 | 0.3453 | -0.3453 | 3.3108 | 55.1806 | 0.21159 | 0.36084 | 0 | 0 | 2.3478
2007-11-26 04:00 | 0 | 0 | -70.7042 | 90 | 0 | 0 | 0.093527 | 0.093527 | 0 | 0 | 0 | 0.093527 | 0 | 0 | 0 | 0 | 0 | 0.098449 | 0.093527 | 0 | 0 | 2.8346 | 2.0025 | 0 | 0.098449 | -0.098449 | 3.2071 | 53.451 | 0.21159 | 0.10288 | 0 | 0 | 2.0025
2007-11-26 05:00 | 0 | 0 | -70.3641 | 90 | 0 | 0 | 0.077092 | 0.077092 | 0 | 0 | 0 | 0.077092 | 0 | 0 | 1.3878e-17 | 0 | 0 | 0.08115 | 0.077092 | 0 | 0 | 2.944 | 1.9041 | 0 | 0.08115 | -0.08115 | 3.1215 | 52.0253 | 0.21159 | 0.084802 | 0 | 0 | 1.9041
2007-11-26 06:00 | 0.016024 | 0 | -68.754 | 90 | 0 | 0 | 0.37033 | 0.37033 | 0 | 0 | 0 | 0.37033 | 0 | 0 | 0 | 0 | 0 | 0.38982 | 0.37033 | 0 | 0 | 3.0342 | 1.8229 | 0 | 0.38982 | -0.38982 | 2.7106 | 45.177 | 0.21159 | 0.40736 | 0 | 0 | 1.8229
2007-11-26 07:00 | 0.18287 | 12.3767 | -65.8324 | 74.0701 | 0.2203 | 0.39302 | 1.6907 | 1.6907 | 1.7 | 0 | 0.5202 | 1.6907 | 23.2464 | 0 | 0 | 0 | 0.39302 | 0 | 0 | 0.0093285 | 0.0088621 | 3.4673 | 1.4331 | 0.40188 | 0 | 0.40188 | 3.0919 | 51.5313 | 0.21161 | 1.8597 | 0.31442 | 1.7 | 1.8261
2007-11-26 08:00 | 0.36467 | 25.6518 | -61.1781 | 60.2802 | 0.40227 | 0.71764 | 0.8742 | 0.8742 | 1.7 | 0 | 0.5202 | 0.8742 | 82.091 | 0 | 0 | 0 | 0.71764 | 0 | 0 | 0.8258 | 0.78451 | 3.0654 | 1.7948 | 1.5021 | 0 | 1.5021 | 4.5169 | 75.2823 | 0.21165 | 0.96162 | 0.57411 | 1.7 | 2.5124
2007-11-26 09:00 | 0.67011 | 38.1777 | -53.8281 | 46.8997 | 0.73716 | 1.3151 | 0.7709 | 0.7709 | 1.0067 | 0 | 0.33093 | 0.7709 | 170.5921 | 0 | 0 | 0 | 1.3151 | 0 | 0 | 0.23579 | 0.224 | 1.5633 | 3.1467 | 1.5391 | 0 | 1.5391 | 5.9771 | 99.6174 | 0.21156 | 0.84799 | 1.0521 | 1.7 | 4.4618
2007-11-26 10:00 | 0.56406 | 49.2287 | -41.9015 | 34.4885 | 0.59006 | 1.0527 | 1.0034 | 1.0034 | 0 | 0 | 0 | 1.0034 | 104.9055 | 0 | 0 | 0 | 1.0527 | 1.0563 | 1.0034 | 0 | 0 | 0.024199 | 4.5319 | 0 | 0.0035889 | -0.0035889 | 5.9733 | 99.5543 | 0.21156 | 1.1038 | 0.84214 | 0 | 5.5846
2007-11-26 11:00 | 0.82466 | 57.2536 | -22.6111 | 24.6273 | 0.88418 | 1.5774 | 0.23967 | 0.23967 | 0 | 0 | 0 | 0.23967 | 658.1393 | 1.2969 | 0 | 0 | 1.5774 | 0.25229 | 0.23967 | 0 | 0 | 0.028187 | 4.5283 | 0.028187 | 0 | 0.028187 | 6 | 100 | 0.21156 | 0.26364 | 1.2619 | 0 | 6.1057
2007-11-26 12:00 | 0.80413 | 59.7285 | 3.9091 | 21.2682 | 0.85754 | 1.5299 | 1.6652 | 1.6652 | 0.425 | 0 | 0.17213 | 1.6652 | 91.87 | 0.22434 | 0 | 0 | 1.5299 | 1.3055 | 1.2402 | 0 | 0 | 0 | 4.5537 | 0 | 0 | 0 | 6 | 100 | 0.21156 | 1.8318 | 1.2239 | 1.7 | 6.0835
2007-11-26 13:00 | 0.90604 | 55.4371 | 28.9219 | 26.9695 | 0.97717 | 1.7433 | 1.0711 | 1.0711 | 0 | 0 | 0 | 1.0711 | 162.7628 | 0.61585 | 0 | 0 | 1.7433 | 1.1274 | 1.0711 | 0 | 0 | 0 | 4.5537 | 0 | 0 | 0 | 6 | 100 | 0.21156 | 1.1782 | 1.3946 | 0 | 6.297
2007-11-26 14:00 | 0.78488 | 46.3344 | 45.8796 | 37.8263 | 0.85344 | 1.5225 | 0.86422 | 0.86422 | 0 | 0 | 0 | 0.86422 | 176.1748 | 0.61283 | 0 | 0 | 1.5225 | 0.9097 | 0.86422 | 0 | 0 | 0 | 4.5537 | 0 | 0 | 0 | 6 | 100 | 0.21156 | 0.95064 | 1.218 | 0 | 6.0762
2007-11-26 15:00 | 0.66877 | 34.7574 | 56.2581 | 50.604 | 0.74141 | 1.3227 | 1.5292 | 1.5292 | 0.425 | 0 | 0.17213 | 1.5292 | 86.4972 | 0.16041 | 0 | 0 | 1.3227 | 1.1623 | 1.1042 | 0 | 0 | 0 | 4.5537 | 0 | 0 | 0 | 6 | 100 | 0.21156 | 1.6821 | 1.0581 | 1.7 | 5.8764
2007-11-26 16:00 | 0.43339 | 21.9695 | 62.7068 | 64.1361 | 0.5021 | 0.89575 | 0.8594 | 0.8594 | 0 | 0 | 0 | 0.8594 | 104.2289 | 0 | 0 | 0 | 0.89575 | 0.90464 | 0.8594 | 0 | 0 | 0 | 4.5537 | 0 | 0.0088882 | -0.0088882 | 5.9906 | 99.8439 | 0.21156 | 0.94535 | 0.7166 | 0 | 5.4494
2007-11-26 17:00 | 0.12131 | 8.5555 | 66.8045 | 77.9907 | 0.15357 | 0.27396 | 0.53512 | 0.53512 | 0 | 0 | 0 | 0.53512 | 51.1963 | 0 | 0 | 0 | 0.27396 | 0.56329 | 0.53512 | 0 | 0 | 0.0098758 | 4.5448 | 0 | 0.28932 | -0.28932 | 5.6857 | 94.761 | 0.21156 | 0.58863 | 0.21917 | 0 | 4.8188
2007-11-26 18:00 | 0.0011102 | 0 | 69.3316 | 90 | 0 | 0 | 0.77847 | 0.77847 | 0 | 0 | 0 | 0.77847 | 0 | 0 | 1.1102e-16 | 0 | 0 | 0.81944 | 0.77847 | 0 | 0 | 0.33135 | 4.2555 | 0 | 0.81944 | -0.81944 | 4.8219 | 80.3648 | 0.21156 | 0.85632 | 0 | 0 | 4.2555
2007-11-26 19:00 | 0 | 0 | 70.5958 | 90 | 0 | 0 | 2.891 | 2.891 | 1.7 | 0 | 0.5202 | 2.891 | 0 | 0 | 4.4409e-16 | 0.10006 | 0 | 1.2536 | 1.191 | 0 | 0 | 1.2418 | 3.436 | 0 | 1.2536 | -1.2536 | 3.5004 | 58.3406 | 0.21156 | 3.1801 | 0 | 1.7 | 3.436
2007-11-26 20:00 | 0 | 0 | 70.5297 | 90 | 0 | 0 | 2.2265 | 2.2265 | 1.7 | 0 | 0.5202 | 2.2265 | 0 | 0 | 0 | 0 | 0 | 0.55418 | 0.52647 | 0 | 0 | 2.6348 | 2.1824 | 0 | 0.55418 | -0.55418 | 2.9163 | 48.6047 | 0.21156 | 2.4491 | 0 | 1.7 | 2.1824
2007-11-26 21:00 | 0 | 0 | 68.511 | 90 | 0 | 0 | 0.55384 | 0.55384 | 1.7 | 0 | 0.5202 | 0.55384 | 0 | 0 | 0 | 0 | 0 | 0 | 0 | 1.1462 | 1.0889 | 3.2505 | 1.6282 | 1.0889 | 0 | 1.0889 | 3.9493 | 65.821 | 0.21163 | 0.60922 | 0 | 1.7 | 1.6282
2007-11-26 22:00 | 0 | 0 | 62.4281 | 90 | 0 | 0 | 0.24188 | 0.24188 | 1.6945 | 0 | 0.5187 | 0.24188 | 0 | 2.2204e-16 | 0 | 0 | 0 | 0 | 0 | 1.4526 | 1.38 | 2.1617 | 2.6082 | 1.38 | 0 | 1.38 | 5.2585 | 87.6407 | 0.21168 | 0.26607 | 0 | 1.7 | 2.6082
2007-11-26 23:00 | 0 | 0 | 44.1221 | 90 | 0 | 0 | 0.36541 | 0.36541 | 0 | 0 | 0 | 0.36541 | 0 | 0 | 5.5511e-17 | 0 | 0 | 0.38465 | 0.36541 | 0 | 0 | 0.78167 | 3.8502 | 0 | 0.38465 | -0.38465 | 4.853 | 80.8831 | 0.21168 | 0.40196 | 0 | 0 | 3.8502
2007-11-27 | 0 | 0 | -8.7967 | 90 | 0 | 0 | 0.53029 | 0.53029 | 0 | 0 | 0 | 0.53029 | 0 | 0 | 0 | 0 | 0 | 0.5582 | 0.53029 | 0 | 0 | 1.2091 | 3.4655 | 0 | 0.5582 | -0.5582 | 4.2646 | 71.0765 | 0.21168 | 0.58332 | 0 | 0 | 3.4655
2007-11-27 01:00 | 0 | 0 | -51.1123 | 90 | 0 | 0 | 0.10924 | 0.10924 | 0 | 0 | 0 | 0.10924 | 0 | 0 | 0 | 0 | 0 | 0.11499 | 0.10924 | 0 | 0 | 1.8293 | 2.9073 | 0 | 0.11499 | -0.11499 | 4.1434 | 69.0564 | 0.21168 | 0.12016 | 0 | 0 | 2.9073
2007-11-27 02:00 | 0 | 0 | -64.4764 | 90 | 0 | 0 | 0 | 0 | 0 | 0 | 0 | 0 | 0 | 0 | 0 | 0 | 0 | 0 | 0 | 0 | 0 | 1.957 | 2.7923 | 0 | 0 | 0 | 4.1434 | 69.0564 | 0.21168 | 0 | 0 | 0 | 2.7923
2007-11-27 03:00 | 0 | 0 | -69.1081 | 90 | 0 | 0 | 0.56382 | 0.56382 | 0 | 0 | 0 | 0.56382 | 0 | 0 | 1.1102e-16 | 0 | 0 | 0.5935 | 0.56382 | 0 | 0 | 1.957 | 2.7923 | 0 | 0.5935 | -0.5935 | 3.5178 | 58.6297 | 0.21168 | 0.62021 | 0 | 0 | 2.7923
2007-11-27 04:00 | 0 | 0 | -70.5075 | 90 | 0 | 0 | 0.37823 | 0.37823 | 0 | 0 | 0 | 0.37823 | 0 | 0 | 0 | 0 | 0 | 0.39813 | 0.37823 | 0 | 0 | 2.6165 | 2.1988 | 0 | 0.39813 | -0.39813 | 3.0981 | 51.6353 | 0.21168 | 0.41605 | 0 | 0 | 2.1988
2007-11-27 05:00 | 0 | 0 | -70.1934 | 90 | 0 | 0 | 0.26936 | 0.26936 | 0 | 0 | 0 | 0.26936 | 0 | 0 | 0 | 0 | 0 | 0.28353 | 0.26936 | 0 | 0 | 3.0589 | 1.8007 | 0 | 0.28353 | -0.28353 | 2.7993 | 46.6541 | 0.21168 | 0.29629 | 0 | 0 | 1.8007
2007-11-27 06:00 | 0.0065064 | 0 | -68.5975 | 90 | 0 | 0 | 0.54181 | 0.54181 | 0 | 0 | 0 | 0.54181 | 0 | 0 | 1.1102e-16 | 0 | 0 | 0.57032 | 0.54181 | 0 | 0 | 3.3739 | 1.5172 | 0 | 0.57032 | -0.57032 | 2.1981 | 36.6346 | 0.21168 | 0.59599 | 0 | 0 | 1.5172
2007-11-27 07:00 | 0.042542 | 12.2638 | -65.6831 | 74.1601 | 0.042515 | 0.075847 | 1.9441 | 1.9441 | 1.7 | 0 | 0.5202 | 1.9441 | 3.9014 | 1.1102e-16 | 0 | 0 | 0.075847 | 0.25696 | 0.24411 | 0 | 0 | 4.0076 | 0.94686 | 0 | 0.18111 | -0.18111 | 2.0072 | 33.4529 | 0.21168 | 2.1385 | 0.060678 | 1.7 | 1.0227
2007-11-27 08:00 | 0.19016 | 25.522 | -61.0329 | 60.3877 | 0.19161 | 0.34183 | 1.0629 | 1.0629 | 1.7 | 0 | 0.5202 | 1.0629 | 32.1616 | 0 | 0 | 0 | 0.34183 | 0 | 0 | 0.63714 | 0.60528 | 4.2088 | 0.76575 | 0.94712 | 0 | 0.94712 | 2.9057 | 48.4281 | 0.21173 | 1.1691 | 0.27347 | 1.7 | 1.1076
2007-11-27 09:00 | 0.33897 | 38.0283 | -53.6907 | 47.0281 | 0.34498 | 0.61545 | 0 | 0 | 1.4526 | 0 | 0.45267 | 0 | 0 | 0 | 0 | 0 | 0.61545 | 0 | 0 | 1.4526 | 1.38 | 3.2617 | 1.6182 | 1.9954 | 0 | 1.9954 | 4.7987 | 79.9788 | 0.21167 | 0 | 0.49236 | 1.7 | 2.2336
2007-11-27 10:00 | 0.406 | 49.0579 | -41.7952 | 34.6436 | 0.41112 | 0.73344 | 2.0039 | 2.0039 | 1.7 | 0 | 0.5202 | 2.0039 | 36.6009 | 0 | 0 | 0 | 0.73344 | 0.31988 | 0.30388 | 0 | 0 | 1.2663 | 3.4141 | 0.41356 | 0 | 0.41356 | 5.1911 | 86.5178 | 0.21169 | 2.2043 | 0.58675 | 1.7 | 4.1475
2007-11-27 11:00 | 0.59426 | 57.0692 | -22.604 | 24.8092 | 0.61581 | 1.0986 | 1.3772 | 1.3772 | 1.1436 | 0 | 0.3683 | 1.3772 | 79.7695 | 0 | 0 | 0 | 1.0986 | 0.24591 | 0.23361 | 0 | 0 | 0.85269 | 3.7863 | 0.85269 | 0 | 0.85269 | 6 | 100 | 0.21171 | 1.5149 | 0.87888 | 1.7 | 4.8849
2007-11-27 12:00 | 0.50356 | 59.564 | 3.7439 | 21.4302 | 0.51194 | 0.9133 | 0 | 0 | 0 | 0 | 0 | 0 | 0 | 0.9133 | 0 | 0 | 0.9133 | 0 | 0 | 0 | 0 | 0 | 4.5537 | 0 | 0 | 0 | 6 | 100 | 0.21171 | 0 | 0.73064 | 0 | 5.467
2007-11-27 13:00 | 0.53197 | 55.3274 | 28.6607 | 27.0529 | 0.54625 | 0.97452 | 0.92815 | 0.92815 | 0 | 0 | 0 | 0.92815 | 104.9959 | 1.1102e-16 | 0 | 0 | 0.97452 | 0.977 | 0.92815 | 0 | 0 | 0 | 4.5537 | 0 | 0.0024803 | -0.0024803 | 5.9974 | 99.9564 | 0.21171 | 1.021 | 0.77961 | 0 | 5.5282
2007-11-27 14:00 | 0.5979 | 46.2781 | 45.6253 | 37.8494 | 0.63561 | 1.1339 | 1.6213 | 1.6213 | 0.5467 | 0 | 0.20535 | 1.6213 | 69.9387 | 0 | 0 | 0 | 1.1339 | 1.1312 | 1.0746 | 0 | 0 | 0.0027559 | 4.5512 | 0.0027559 | 0 | 0.0027559 | 6 | 100 | 0.21171 | 1.7834 | 0.90714 | 1.7 | 5.6851
2007-11-27 15:00 | 0.41396 | 34.7397 | 56.0346 | 50.5904 | 0.43703 | 0.77966 | 1.4601 | 1.4601 | 0.71946 | 0 | 0.25251 | 1.4601 | 53.3963 | 1.1102e-16 | 0 | 0 | 0.77966 | 0.77966 | 0.74068 | 0 | 0 | 0 | 4.5537 | 0 | 0 | 0 | 6 | 100 | 0.21171 | 1.6062 | 0.62373 | 1.7 | 5.3334
2007-11-27 16:00 | 0.28519 | 21.9793 | 62.5082 | 64.0978 | 0.31203 | 0.55666 | 1.7491 | 1.7491 | 1.2203 | 0 | 0.38924 | 1.7491 | 31.8248 | 0 | 0 | 0 | 0.55666 | 0.55666 | 0.52883 | 0 | 0 | 0 | 4.5537 | 0 | 0 | 0 | 6 | 100 | 0.21171 | 1.9241 | 0.44533 | 1.7 | 5.1103
2007-11-27 17:00 | 0.10064 | 8.5864 | 66.6205 | 77.9334 | 0.11676 | 0.2083 | 2.9092 | 2.9092 | 1.7 | 0 | 0.5202 | 2.9092 | 7.1598 | 0 | 0 | 0.12015 | 0.2083 | 1.2729 | 1.2092 | 0 | 0 | 0 | 4.5537 | 0 | 1.0646 | -1.0646 | 4.8779 | 81.2973 | 0.21171 | 3.2002 | 0.16664 | 1.7 | 4.762
2007-11-27 18:00 | 0.0019226 | 0 | 69.1529 | 90 | 0 | 0 | 2.7864 | 2.7864 | 1.7 | 0 | 0.5202 | 2.7864 | 0 | 0 | 0 | 0 | 0 | 1.1436 | 1.0864 | 0 | 0 | 1.1829 | 3.4891 | 0 | 1.1436 | -1.1436 | 3.6724 | 61.2072 | 0.21171 | 3.065 | 0 | 1.7 | 3.4891
2007-11-27 19:00 | 0 | 0 | 70.4129 | 90 | 0 | 0 | 3.8107 | 3.08 | 1.7 | 0 | 0.5202 | 3.08 | 0 | 0 | 0.73066 | 1.1117 | 0 | 1.4526 | 1.38 | 0 | 0 | 2.4535 | 2.3456 | 0 | 1.4526 | -1.4526 | 2.1412 | 35.6871 | 0.21171 | 4.1917 | 0 | 1.7 | 2.3456
2007-11-27 20:00 | 0 | 0 | 70.3316 | 90 | 0 | 0 | 0.97856 | 0.97856 | 1.7 | 0 | 0.5202 | 0.97856 | 0 | 0 | 0 | 0 | 0 | 0 | 0 | 0.72144 | 0.68537 | 4.0675 | 0.89293 | 0.68537 | 0 | 0.68537 | 2.7914 | 46.5237 | 0.21175 | 1.0764 | 0 | 1.7 | 0.89293
2007-11-27 21:00 | 0 | 0 | 68.2836 | 90 | 0 | 0 | 1.2247 | 1.2247 | 1.7 | 0 | 0.5202 | 1.2247 | 0 | 0 | 0 | 0 | 0 | 0 | 0 | 0.47531 | 0.45155 | 3.3821 | 1.5098 | 0.45155 | 0 | 0.45155 | 3.2198 | 53.6633 | 0.21178 | 1.3472 | 0 | 1.7 | 1.5098
2007-11-27 22:00 | 0 | 0 | 62.1548 | 90 | 0 | 0 | 0.4188 | 0.4188 | 1.7 | 0 | 0.5202 | 0.4188 | 0 | 0 | 0 | 0 | 0 | 0 | 0 | 1.2812 | 1.2171 | 2.9306 | 1.9162 | 1.2171 | 0 | 1.2171 | 4.3745 | 72.9079 | 0.21186 | 0.46068 | 0 | 1.7 | 1.9162
2007-11-27 23:00 | 0 | 0 | 43.8667 | 90 | 0 | 0 | 0.15157 | 0.15157 | 1.6042 | 0 | 0.49405 | 0.15157 | 0 | 2.2204e-16 | 0 | 0 | 0 | 0 | 0 | 1.4526 | 1.38 | 1.7135 | 3.0116 | 1.38 | 0 | 1.38 | 5.6837 | 94.7276 | 0.21189 | 0.16673 | 0 | 1.7 | 3.0116
2007-11-28 | 0 | 0 | -8.3419 | 90 | 0 | 0 | 0.12028 | 0.12028 | 0 | 0 | 0 | 0.12028 | 0 | 0 | 2.7756e-17 | 0 | 0 | 0.12661 | 0.12028 | 0 | 0 | 0.33346 | 4.2536 | 0 | 0.12661 | -0.12661 | 5.5502 | 92.5033 | 0.21189 | 0.13231 | 0 | 0 | 4.2536
2007-11-28 01:00 | 0 | 0 | -50.6085 | 90 | 0 | 0 | 0 | 0 | 0 | 0 | 0 | 0 | 0 | 0 | 0 | 0 | 0 | 0 | 0 | 0 | 0 | 0.47413 | 4.127 | 0 | 0 | 0 | 5.5502 | 92.5033 | 0.21189 | 0 | 0 | 0 | 4.127
2007-11-28 02:00 | 0 | 0 | -64.1509 | 90 | 0 | 0 | 0.14489 | 0.14489 | 0 | 0 | 0 | 0.14489 | 0 | 0 | 2.7756e-17 | 0 | 0 | 0.15252 | 0.14489 | 0 | 0 | 0.47413 | 4.127 | 0 | 0.15252 | -0.15252 | 5.3894 | 89.8239 | 0.21189 | 0.15938 | 0 | 0 | 4.127
2007-11-28 03:00 | 0 | 0 | -68.8718 | 90 | 0 | 0 | 0 | 0 | 0 | 0 | 0 | 0 | 0 | 0 | 0 | 0 | 0 | 0 | 0 | 0 | 0 | 0.64359 | 3.9745 | 0 | 0 | 0 | 5.3894 | 89.8239 | 0.21189 | 0 | 0 | 0 | 3.9745
2007-11-28 04:00 | 0 | 0 | -70.3176 | 90 | 0 | 0 | 0.13312 | 0.13312 | 0 | 0 | 0 | 0.13312 | 0 | 0 | 0 | 0 | 0 | 0.14013 | 0.13312 | 0 | 0 | 0.64359 | 3.9745 | 0 | 0.14013 | -0.14013 | 5.2417 | 87.3621 | 0.21189 | 0.14643 | 0 | 0 | 3.9745
2007-11-28 05:00 | 0 | 0 | -70.0292 | 90 | 0 | 0 | 0 | 0 | 0 | 0 | 0 | 0 | 0 | 0 | 0 | 0 | 0 | 0 | 0 | 0 | 0 | 0.79929 | 3.8343 | 0 | 0 | 0 | 5.2417 | 87.3621 | 0.21189 | 0 | 0 | 0 | 3.8343
2007-11-28 06:00 | 0.014741 | 0 | -68.4476 | 90 | 0 | 0 | 0.36552 | 0.36552 | 0 | 0 | 0 | 0.36552 | 0 | 0 | 5.5511e-17 | 0 | 0 | 0.38476 | 0.36552 | 0 | 0 | 0.79929 | 3.8343 | 0 | 0.38476 | -0.38476 | 4.8362 | 80.6027 | 0.21189 | 0.40207 | 0 | 0 | 3.8343
2007-11-28 07:00 | 0.1419 | 12.1502 | -65.5408 | 74.2518 | 0.15823 | 0.28229 | 1.3965 | 1.3965 | 1.7 | 0 | 0.5202 | 1.3965 | 20.2134 | 0 | 0 | 0 | 0.28229 | 0 | 0 | 0.30347 | 0.2883 | 1.2268 | 3.4496 | 0.57058 | 0 | 0.57058 | 5.3775 | 89.6244 | 0.21192 | 1.5362 | 0.22583 | 1.7 | 3.7319
2007-11-28 08:00 | 0.42365 | 25.3922 | -60.8953 | 60.4962 | 0.47999 | 0.8563 | 1.1648 | 1.1648 | 0 | 0 | 0 | 1.1648 | 73.5166 | 0 | 0 | 0 | 0.8563 | 1.2261 | 1.1648 | 0 | 0 | 0.65621 | 3.9631 | 0 | 0.36977 | -0.36977 | 4.9877 | 83.1281 | 0.21192 | 1.2812 | 0.68504 | 0 | 4.8194
2007-11-28 09:00 | 0.69958 | 37.88 | -53.5621 | 47.1567 | 0.77144 | 1.3763 | 0.62497 | 0.62497 | 0 | 0 | 0 | 0.62497 | 220.2117 | 0 | 0 | 0 | 1.3763 | 0.65786 | 0.62497 | 0 | 0 | 1.0671 | 3.5933 | 0.71839 | 0 | 0.71839 | 5.6692 | 94.4869 | 0.21184 | 0.68747 | 1.101 | 0 | 4.9696
2007-11-28 10:00 | 0.79792 | 48.8898 | -41.6988 | 34.7973 | 0.8655 | 1.544 | 0.79505 | 0.79505 | 0 | 0 | 0 | 0.79505 | 194.2077 | 0.35847 | 0 | 0 | 1.544 | 0.83689 | 0.79505 | 0 | 0 | 0.34868 | 4.2399 | 0.34868 | 0 | 0.34868 | 6 | 100 | 0.21179 | 0.87455 | 1.2352 | 0 | 5.7839
2007-11-28 11:00 | 0.8153 | 56.8896 | -22.6055 | 24.9871 | 0.87461 | 1.5603 | 0 | 0 | 0 | 0 | 0 | 0 | 0 | 1.5603 | 0 | 0 | 1.5603 | 0 | 0 | 0 | 0 | 0 | 4.5537 | 0 | 0 | 0 | 6 | 100 | 0.21179 | 0 | 1.2482 | 0 | 6.114
2007-11-28 12:00 | 0.70352 | 59.4057 | 3.5767 | 21.5861 | 0.74085 | 1.3217 | 1.7665 | 1.7665 | 0.51093 | 0 | 0.19558 | 1.7665 | 74.8179 | 0 | 0 | 0 | 1.3217 | 1.3217 | 1.2556 | 0 | 0 | 0 | 4.5537 | 0 | 0 | 0 | 6 | 100 | 0.21179 | 1.9432 | 1.0573 | 1.7 | 5.8754
2007-11-28 13:00 | 0.81416 | 55.2239 | 28.4031 | 27.1309 | 0.87544 | 1.5618 | 0 | 0 | 0 | 0 | 0 | 0 | 0 | 1.5618 | 0 | 0 | 1.5618 | 0 | 0 | 0 | 0 | 0 | 4.5537 | 0 | 0 | 0 | 6 | 100 | 0.21179 | 0 | 1.2494 | 0 | 6.1155
2007-11-28 14:00 | 0.78633 | 46.2271 | 45.3763 | 37.8681 | 0.85606 | 1.5272 | 1.2479 | 1.2479 | 0 | 0 | 0 | 1.2479 | 122.3775 | 0.21358 | 0 | 0 | 1.5272 | 1.3136 | 1.2479 | 0 | 0 | 0 | 4.5537 | 0 | 0 | 0 | 6 | 100 | 0.21179 | 1.3727 | 1.2218 | 0 | 6.0809
2007-11-28 15:00 | 0.5906 | 34.7267 | 55.8166 | 50.5731 | 0.65367 | 1.1662 | 0.006976 | 0.006976 | 0 | 0 | 0 | 0.006976 | 16716.79 | 1.1588 | 0 | 0 | 1.1662 | 0.0073431 | 0.006976 | 0 | 0 | 0 | 4.5537 | 0 | 0 | 0 | 6 | 100 | 0.21179 | 0.0076736 | 0.93292 | 0 | 5.7198
2007-11-28 16:00 | 0.27191 | 21.9933 | 62.3151 | 64.0564 | 0.29443 | 0.52527 | 0.75063 | 0.75063 | 0 | 0 | 0 | 0.75063 | 69.9768 | 0 | 0 | 0 | 0.52527 | 0.79014 | 0.75063 | 0 | 0 | 0 | 4.5537 | 0 | 0.26487 | -0.26487 | 5.7208 | 95.3467 | 0.21179 | 0.82569 | 0.42021 | 0 | 5.079
2007-11-28 17:00 | 0.11157 | 8.6208 | 66.4423 | 77.8734 | 0.1355 | 0.24174 | 0 | 0 | 0 | 0 | 0 | 0 | 0 | 0 | 0 | 0 | 0.24174 | 0 | 0 | 0 | 0 | 0.2943 | 4.2888 | 0.24174 | 0 | 0.24174 | 5.9501 | 99.1689 | 0.21176 | 0 | 0.19339 | 0 | 4.5306
2007-11-28 18:00 | 0.00096341 | 0 | 68.9801 | 90 | 0 | 0 | 0.55388 | 0.55388 | 0 | 0 | 0 | 0.55388 | 0 | 0 | 0 | 0 | 0 | 0.58303 | 0.55388 | 0 | 0 | 0.052561 | 4.5064 | 0 | 0.58303 | -0.58303 | 5.3356 | 88.9261 | 0.21176 | 0.60927 | 0 | 0 | 4.5064
2007-11-28 19:00 | 0 | 0 | 70.2366 | 90 | 0 | 0 | 0 | 0 | 0 | 0 | 0 | 0 | 0 | 0 | 0 | 0 | 0 | 0 | 0 | 0 | 0 | 0.70038 | 3.9234 | 0 | 0 | 0 | 5.3356 | 88.9261 | 0.21176 | 0 | 0 | 0 | 3.9234
2007-11-28 20:00 | 0 | 0 | 70.1416 | 90 | 0 | 0 | 0.90769 | 0.90769 | 0 | 0 | 0 | 0.90769 | 0 | 0 | 1.1102e-16 | 0 | 0 | 0.95547 | 0.90769 | 0 | 0 | 0.70038 | 3.9234 | 0 | 0.95547 | -0.95547 | 4.3284 | 72.1403 | 0.21176 | 0.99846 | 0 | 0 | 3.9234
2007-11-28 21:00 | 0 | 0 | 68.0665 | 90 | 0 | 0 | 1.3511 | 1.3511 | 1.7 | 0 | 0.5202 | 1.3511 | 0 | -5.5511e-17 | 0 | 0 | 0 | 0 | 0 | 0.34894 | 0.33149 | 1.762 | 2.9679 | 0.33149 | 0 | 0.33149 | 4.6429 | 77.3816 | 0.21178 | 1.4862 | 0 | 1.7 | 2.9679
2007-11-28 22:00 | 0 | 0 | 61.8971 | 90 | 0 | 0 | 0.21036 | 0.21036 | 1.663 | 0 | 0.5101 | 0.21036 | 0 | 0 | 0 | 0 | 0 | 0 | 0 | 1.4526 | 1.38 | 1.4305 | 3.2662 | 1.38 | 0 | 1.38 | 5.9521 | 99.2013 | 0.21183 | 0.2314 | 0 | 1.7 | 3.2662
2007-11-28 23:00 | 0 | 0 | 43.6362 | 90 | 0 | 0 | 0.12478 | 0.12478 | 0 | 0 | 0 | 0.12478 | 0 | 0 | 0 | 0 | 0 | 0.13134 | 0.12478 | 0 | 0 | 0.050515 | 4.5082 | 0 | 0.13134 | -0.13134 | 5.8136 | 96.8938 | 0.21183 | 0.13725 | 0 | 0 | 4.5082
2007-11-29 | 0 | 0 | -7.8919 | 90 | 0 | 0 | 0.13588 | 0.13588 | 0 | 0 | 0 | 0.13588 | 0 | 0 | 0 | 0 | 0 | 0.14303 | 0.13588 | 0 | 0 | 0.19645 | 4.3769 | 0 | 0.14303 | -0.14303 | 5.6629 | 94.3811 | 0.21183 | 0.14947 | 0 | 0 | 4.3769
2007-11-29 01:00 | 0 | 0 | -50.1173 | 90 | 0 | 0 | 0.10313 | 0.10313 | 0 | 0 | 0 | 0.10313 | 0 | 0 | 0 | 0 | 0 | 0.10856 | 0.10313 | 0 | 0 | 0.35537 | 4.2339 | 0 | 0.10856 | -0.10856 | 5.5484 | 92.4739 | 0.21183 | 0.11345 | 0 | 0 | 4.2339
2007-11-29 02:00 | 0 | 0 | -63.8349 | 90 | 0 | 0 | 0.52334 | 0.52334 | 0 | 0 | 0 | 0.52334 | 0 | 0 | 0 | 0 | 0 | 0.55088 | 0.52334 | 0 | 0 | 0.476 | 4.1253 | 0 | 0.55088 | -0.55088 | 4.9678 | 82.7959 | 0.21183 | 0.57567 | 0 | 0 | 4.1253
2007-11-29 03:00 | 0 | 0 | -68.6434 | 90 | 0 | 0 | 0.42748 | 0.42748 | 0 | 0 | 0 | 0.42748 | 0 | 0 | 5.5511e-17 | 0 | 0 | 0.44998 | 0.42748 | 0 | 0 | 1.0881 | 3.5744 | 0 | 0.44998 | -0.44998 | 4.4934 | 74.8906 | 0.21183 | 0.47023 | 0 | 0 | 3.5744
2007-11-29 04:00 | 0 | 0 | -70.1347 | 90 | 0 | 0 | 0 | 0 | 0 | 0 | 0 | 0 | 0 | 0 | 0 | 0 | 0 | 0 | 0 | 0 | 0 | 1.5881 | 3.1244 | 0 | 0 | 0 | 4.4934 | 74.8906 | 0.21183 | 0 | 0 | 0 | 3.1244
2007-11-29 05:00 | 0 | 0 | -69.8717 | 90 | 0 | 0 | 0 | 0 | 0 | 0 | 0 | 0 | 0 | 0 | 0 | 0 | 0 | 0 | 0 | 0 | 0 | 1.5881 | 3.1244 | 0 | 0 | 0 | 4.4934 | 74.8906 | 0.21183 | 0 | 0 | 0 | 3.1244
2007-11-29 06:00 | 0.0061254 | 0 | -68.3043 | 90 | 0 | 0 | 0.10347 | 0.10347 | 0 | 0 | 0 | 0.10347 | 0 | 0 | 1.3878e-17 | 0 | 0 | 0.10892 | 0.10347 | 0 | 0 | 1.5881 | 3.1244 | 0 | 0.10892 | -0.10892 | 4.3786 | 72.9771 | 0.21183 | 0.11382 | 0 | 0 | 3.1244
2007-11-29 07:00 | 0.083815 | 12.0359 | -65.4054 | 74.3451 | 0.084792 | 0.15127 | 3.8256 | 3.08 | 1.7 | 0 | 0.5202 | 3.08 | 4.9114 | 2.2204e-16 | 0.74564 | 1.1282 | 0.15127 | 1.4526 | 1.38 | 0 | 0 | 1.7091 | 3.0155 | 0 | 1.3014 | -1.3014 | 3.0069 | 50.1145 | 0.21183 | 4.2082 | 0.12102 | 1.7 | 3.1668
2007-11-29 08:00 | 0.24662 | 25.2626 | -60.7655 | 60.6057 | 0.25468 | 0.45436 | 0 | 0 | 1.4526 | 0 | 0.45267 | 0 | 0 | 0 | 0 | 0 | 0.45436 | 0 | 0 | 1.4526 | 1.38 | 3.155 | 1.7142 | 1.8344 | 0 | 1.8344 | 4.7471 | 79.1182 | 0.21179 | 0 | 0.36348 | 1.7 | 2.1685
2007-11-29 09:00 | 0.25088 | 37.733 | -53.4424 | 47.2853 | 0.25137 | 0.44845 | 0.020551 | 0.020551 | 0.93869 | 0 | 0.31236 | 0.020551 | 2182.172 | 1.1102e-16 | 0 | 0 | 0.44845 | 0 | 0 | 0.91814 | 0.87224 | 1.3207 | 3.3651 | 1.3207 | 0 | 1.3207 | 6 | 100 | 0.21172 | 0.022606 | 0.35876 | 1.7 | 3.8135
2007-11-29 10:00 | 0.32463 | 48.7245 | -41.6123 | 34.9494 | 0.32539 | 0.58049 | 1.7731 | 1.7731 | 1.2216 | 0 | 0.38961 | 1.7731 | 32.7389 | 0 | 0 | 0 | 0.58049 | 0.58049 | 0.55147 | 0 | 0 | 0 | 4.5537 | 0 | 0 | 0 | 6 | 100 | 0.21172 | 1.9504 | 0.46439 | 1.7 | 5.1342
2007-11-29 11:00 | 0.63285 | 56.7148 | -22.6155 | 25.1608 | 0.66134 | 1.1798 | 0.32631 | 0.32631 | 0 | 0 | 0 | 0.32631 | 361.5701 | 0.83635 | 0 | 0 | 1.1798 | 0.34348 | 0.32631 | 0 | 0 | 0 | 4.5537 | 0 | 0 | 0 | 6 | 100 | 0.21172 | 0.35894 | 0.94386 | 0 | 5.7335
2007-11-29 12:00 | 0.59604 | 59.2537 | 3.4074 | 21.7358 | 0.61601 | 1.099 | 0.75716 | 0.75716 | 0 | 0 | 0 | 0.75716 | 145.1441 | 0.30196 | 0 | 0 | 1.099 | 0.79701 | 0.75716 | 0 | 0 | 0 | 4.5537 | 0 | 0 | 0 | 6 | 100 | 0.21172 | 0.83287 | 0.87917 | 0 | 5.6527
2007-11-29 13:00 | 0.85306 | 55.1264 | 28.149 | 27.2035 | 0.92003 | 1.6413 | 0.97892 | 0.97892 | 0 | 0 | 0 | 0.97892 | 167.6667 | 0.61088 | 0 | 0 | 1.6413 | 1.0304 | 0.97892 | 0 | 0 | 0 | 4.5537 | 0 | 0 | 0 | 6 | 100 | 0.21172 | 1.0768 | 1.3131 | 0 | 6.195
2007-11-29 14:00 | 0.66112 | 46.1814 | 45.1324 | 37.8824 | 0.71202 | 1.2702 | 0 | 0 | 0 | 0 | 0 | 0 | 0 | 1.2702 | 0 | 0 | 1.2702 | 0 | 0 | 0 | 0 | 0 | 4.5537 | 0 | 0 | 0 | 6 | 100 | 0.21172 | 0 | 1.0162 | 0 | 5.8239
2007-11-29 15:00 | 0.62901 | 34.7182 | 55.6042 | 50.5521 | 0.6982 | 1.2456 | 0.35581 | 0.35581 | 0 | 0 | 0 | 0.35581 | 350.071 | 0.87106 | 0 | 0 | 1.2456 | 0.37454 | 0.35581 | 0 | 0 | 0 | 4.5537 | 0 | 0 | 0 | 6 | 100 | 0.21172 | 0.39139 | 0.99648 | 0 | 5.7993
2007-11-29 16:00 | 0.3968 | 22.0112 | 62.1275 | 64.0118 | 0.45972 | 0.82014 | 0.7622 | 0.7622 | 0 | 0 | 0 | 0.7622 | 107.6017 | 0.017824 | 0 | 0 | 0.82014 | 0.80232 | 0.7622 | 0 | 0 | 0 | 4.5537 | 0 | 0 | 0 | 6 | 100 | 0.21172 | 0.83842 | 0.65611 | 0 | 5.3738
2007-11-29 17:00 | 0.12089 | 8.6588 | 66.2697 | 77.8107 | 0.15219 | 0.27151 | 0 | 0 | 0 | 0 | 0 | 0 | 0 | 0.27151 | 0 | 0 | 0.27151 | 0 | 0 | 0 | 0 | 0 | 4.5537 | 0 | 0 | 0 | 6 | 100 | 0.21172 | 0 | 0.21721 | 0 | 4.8252
2007-11-29 18:00 | 0.0017796 | 0 | 68.8133 | 90 | 0 | 0 | 0.59213 | 0.59213 | 0 | 0 | 0 | 0.59213 | 0 | 0 | 1.1102e-16 | 0 | 0 | 0.62329 | 0.59213 | 0 | 0 | 0 | 4.5537 | 0 | 0.62329 | -0.62329 | 5.343 | 89.0499 | 0.21172 | 0.65134 | 0 | 0 | 4.5537
2007-11-29 19:00 | 0 | 0 | 70.067 | 90 | 0 | 0 | 2.3181 | 2.3181 | 1.7 | 0 | 0.5202 | 2.3181 | 0 | 0 | 0 | 0 | 0 | 0.65068 | 0.61814 | 0 | 0 | 0.69255 | 3.9304 | 0 | 0.65068 | -0.65068 | 4.6571 | 77.6187 | 0.21172 | 2.55 | 0 | 1.7 | 3.9304
2007-11-29 20:00 | 0 | 0 | 69.9596 | 90 | 0 | 0 | 0 | 0 | 1.4526 | 0 | 0.45267 | 0 | 0 | 0 | 0 | 0 | 0 | 0 | 0 | 1.4526 | 1.38 | 1.4155 | 3.2797 | 1.38 | 0 | 1.38 | 5.9663 | 99.4383 | 0.21173 | 0 | 0 | 1.7 | 3.2797
2007-11-29 21:00 | 0 | 0 | 67.86 | 90 | 0 | 0 | 0.96861 | 0.96861 | 0 | 0 | 0 | 0.96861 | 0 | 0 | 0 | 0 | 0 | 1.0196 | 0.96861 | 0 | 0 | 0.035523 | 4.5217 | 0 | 1.0196 | -1.0196 | 4.8916 | 81.5259 | 0.21173 | 1.0655 | 0 | 0 | 4.5217
2007-11-29 22:00 | 0 | 0 | 61.6549 | 90 | 0 | 0 | 0.2311 | 0.2311 | 0 | 0 | 0 | 0.2311 | 0 | 0 | 2.7756e-17 | 0 | 0 | 0.24326 | 0.2311 | 0 | 0 | 1.1684 | 3.5021 | 0 | 0.24326 | -0.24326 | 4.6351 | 77.2523 | 0.21173 | 0.25421 | 0 | 0 | 3.5021
2007-11-29 23:00 | 0 | 0 | 43.4299 | 90 | 0 | 0 | 0 | 0 | 0 | 0 | 0 | 0 | 0 | 0 | 0 | 0 | 0 | 0 | 0 | 0 | 0 | 1.4387 | 3.2589 | 0 | 0 | 0 | 4.6351 | 77.2523 | 0.21173 | 0 | 0 | 0 | 3.2589
2007-11-30 | 0 | 0 | -7.4461 | 90 | 0 | 0 | 0.45675 | 0.45675 | 0 | 0 | 0 | 0.45675 | 0 | 0 | 5.5511e-17 | 0 | 0 | 0.48079 | 0.45675 | 0 | 0 | 1.4387 | 3.2589 | 0 | 0.48079 | -0.48079 | 4.1284 | 68.8057 | 0.21173 | 0.50242 | 0 | 0 | 3.2589
2007-11-30 01:00 | 0 | 0 | -49.6385 | 90 | 0 | 0 | 0.46882 | 0.46882 | 0 | 0 | 0 | 0.46882 | 0 | 0 | 5.5511e-17 | 0 | 0 | 0.49349 | 0.46882 | 0 | 0 | 1.9729 | 2.7781 | 0 | 0.49349 | -0.49349 | 3.6082 | 60.136 | 0.21173 | 0.5157 | 0 | 0 | 2.7781
2007-11-30 02:00 | 0 | 0 | -63.5283 | 90 | 0 | 0 | 0.44178 | 0.44178 | 0 | 0 | 0 | 0.44178 | 0 | 0 | 5.5511e-17 | 0 | 0 | 0.46503 | 0.44178 | 0 | 0 | 2.5212 | 2.2846 | 0 | 0.46503 | -0.46503 | 3.118 | 51.9662 | 0.21173 | 0.48596 | 0 | 0 | 2.2846
2007-11-30 03:00 | 0 | 0 | -68.4227 | 90 | 0 | 0 | 0 | 0 | 0 | 0 | 0 | 0 | 0 | 0 | 0 | 0 | 0 | 0 | 0 | 0 | 0 | 3.0379 | 1.8196 | 0 | 0 | 0 | 3.118 | 51.9662 | 0.21173 | 0 | 0 | 0 | 1.8196
2007-11-30 04:00 | 0 | 0 | -69.9588 | 90 | 0 | 0 | 0 | 0 | 0 | 0 | 0 | 0 | 0 | 0 | 0 | 0 | 0 | 0 | 0 | 0 | 0 | 3.0379 | 1.8196 | 0 | 0 | 0 | 3.118 | 51.9662 | 0.21173 | 0 | 0 | 0 | 1.8196
2007-11-30 05:00 | 0 | 0 | -69.7207 | 90 | 0 | 0 | 0.76307 | 0.76307 | 0 | 0 | 0 | 0.76307 | 0 | 0 | 1.1102e-16 | 0 | 0 | 0.80323 | 0.76307 | 0 | 0 | 3.0379 | 1.8196 | 0 | 0.80323 | -0.80323 | 2.2713 | 37.8549 | 0.21173 | 0.83938 | 0 | 0 | 1.8196
2007-11-30 06:00 | 0.01488 | 0 | -68.1676 | 90 | 0 | 0 | 0.12197 | 0.12197 | 0 | 0 | 0 | 0.12197 | 0 | 0 | 1.3878e-17 | 0 | 0 | 0.12839 | 0.12197 | 0 | 0 | 3.9304 | 1.0163 | 0 | 0.12839 | -0.12839 | 2.136 | 35.5993 | 0.21173 | 0.13417 | 0 | 0 | 1.0163
2007-11-30 07:00 | 0.22001 | 11.9213 | -65.277 | 74.4399 | 0.2816 | 0.50238 | 0 | 0 | 0 | 0 | 0 | 0 | 0 | 0 | 0 | 0 | 0.50238 | 0 | 0 | 0 | 0 | 4.0731 | 0.88793 | 0.50238 | 0 | 0.50238 | 2.6126 | 43.5426 | 0.21167 | 0 | 0.40191 | 0 | 1.3903
2007-11-30 08:00 | 0.41348 | 25.1333 | -60.6434 | 60.7161 | 0.46883 | 0.83639 | 0.14786 | 0.14786 | 0 | 0 | 0 | 0.14786 | 565.6701 | 0 | 0 | 0 | 0.83639 | 0.15564 | 0.14786 | 0 | 0 | 3.5707 | 1.3401 | 0.68075 | 0 | 0.68075 | 3.2584 | 54.3061 | 0.21158 | 0.16264 | 0.66911 | 0 | 2.1765
2007-11-30 09:00 | 0.77674 | 37.5873 | -53.3315 | 47.4137 | 0.85912 | 1.5327 | 0.36408 | 0.36408 | 0 | 0 | 0 | 0.36408 | 420.9681 | 0 | 0 | 0 | 1.5327 | 0.38324 | 0.36408 | 0 | 0 | 2.8899 | 1.9527 | 1.1494 | 0 | 1.1494 | 4.3488 | 72.4801 | 0.21144 | 0.40049 | 1.2261 | 0 | 3.4854
2007-11-30 10:00 | 0.85903 | 48.5622 | -41.5354 | 35.0998 | 0.9342 | 1.6666 | 2.0296 | 2.0296 | 1.7 | 0 | 0.5202 | 2.0296 | 82.1154 | 0 | 0 | 0 | 1.6666 | 0.34693 | 0.32959 | 0 | 0 | 1.7405 | 2.9872 | 1.3197 | 0 | 1.3197 | 5.6008 | 93.3458 | 0.21146 | 2.2325 | 1.3333 | 1.7 | 4.6538
2007-11-30 11:00 | 0.72658 | 56.545 | -22.6336 | 25.3303 | 0.7722 | 1.3776 | 0 | 0 | 0 | 0 | 0 | 0 | 0 | 0.95676 | 0 | 0 | 1.3776 | 0 | 0 | 0 | 0 | 0.42085 | 4.1749 | 0.42085 | 0 | 0.42085 | 6 | 100 | 0.21141 | 0 | 1.1021 | 0 | 5.5525
2007-11-30 12:00 | 0.54776 | 59.1079 | 3.2363 | 21.8793 | 0.5614 | 1.0015 | 0.54224 | 0.54224 | 0 | 0 | 0 | 0.54224 | 184.7044 | 0.43076 | 0 | 0 | 1.0015 | 0.57078 | 0.54224 | 0 | 0 | 0 | 4.5537 | 0 | 0 | 0 | 6 | 100 | 0.21141 | 0.59646 | 0.80123 | 0 | 5.5552
2007-11-30 13:00 | 0.59231 | 55.0349 | 27.8985 | 27.2706 | 0.6161 | 1.0991 | 1.0283 | 1.0283 | 0 | 0 | 0 | 1.0283 | 106.8863 | 0.016691 | 0 | 0 | 1.0991 | 1.0824 | 1.0283 | 0 | 0 | 0 | 4.5537 | 0 | 0 | 0 | 6 | 100 | 0.21141 | 1.1311 | 0.8793 | 0 | 5.6528
2007-11-30 14:00 | 0.61801 | 46.1411 | 44.8939 | 37.8922 | 0.66071 | 1.1787 | 0.45882 | 0.45882 | 0 | 0 | 0 | 0.45882 | 256.9006 | 0.69574 | 0 | 0 | 1.1787 | 0.48297 | 0.45882 | 0 | 0 | 0 | 4.5537 | 0 | 0 | 0 | 6 | 100 | 0.21141 | 0.5047 | 0.94297 | 0 | 5.7324
2007-11-30 15:00 | 0.43721 | 34.7144 | 55.3973 | 50.5274 | 0.46615 | 0.83161 | 2.8799 | 2.8799 | 1.7 | 0 | 0.5202 | 2.8799 | 28.8769 | 4.4409e-16 | 0 | 0.087842 | 0.83161 | 1.242 | 1.1799 | 0 | 0 | 0 | 4.5537 | 0 | 0.41034 | -0.41034 | 5.5675 | 92.7911 | 0.21141 | 3.1678 | 0.66529 | 1.7 | 5.3853
2007-11-30 16:00 | 0.19932 | 22.0332 | 61.9456 | 63.964 | 0.20448 | 0.3648 | 0.25903 | 0.25903 | 0 | 0 | 0 | 0.25903 | 140.8316 | 0 | 0 | 0 | 0.3648 | 0.27266 | 0.25903 | 0 | 0 | 0.45593 | 4.1433 | 0.092133 | 0 | 0.092133 | 5.6549 | 94.2478 | 0.2114 | 0.28493 | 0.29184 | 0 | 4.5081
2007-11-30 17:00 | 0.12597 | 8.7003 | 66.1028 | 77.7454 | 0.16128 | 0.28772 | 1.0158 | 1.0158 | 0 | 0 | 0 | 1.0158 | 28.3249 | 0 | 2.2204e-16 | 0 | 0.28772 | 1.0693 | 1.0158 | 0 | 0 | 0.3638 | 4.2263 | 0 | 0.78153 | -0.78153 | 4.8311 | 80.5177 | 0.2114 | 1.1174 | 0.23018 | 0 | 4.514
2007-11-30 18:00 | 0.0011505 | 0 | 68.6527 | 90 | 0 | 0 | 1.8712 | 1.8712 | 1.7 | 0 | 0.5202 | 1.8712 | 0 | 0 | 0 | 0 | 0 | 0.18023 | 0.17122 | 0 | 0 | 1.2322 | 3.4447 | 0 | 0.18023 | -0.18023 | 4.6411 | 77.3514 | 0.2114 | 2.0583 | 0 | 1.7 | 3.4447
2007-11-30 19:00 | 0 | 0 | 69.9042 | 90 | 0 | 0 | 1.1862 | 1.1862 | 1.7 | 0 | 0.5202 | 1.1862 | 0 | 0 | 0 | 0 | 0 | 0 | 0 | 0.51377 | 0.48808 | 1.4324 | 3.2645 | 0.48808 | 0 | 0.48808 | 5.1041 | 85.0686 | 0.21143 | 1.3049 | 0 | 1.7 | 3.2645
2007-11-30 20:00 | 0 | 0 | 69.7856 | 90 | 0 | 0 | 0.39943 | 0.39943 | 0 | 0 | 0 | 0.39943 | 0 | 0 | 5.5511e-17 | 0 | 0 | 0.42045 | 0.39943 | 0 | 0 | 0.94435 | 3.7038 | 0 | 0.42045 | -0.42045 | 4.6609 | 77.6821 | 0.21143 | 0.43937 | 0 | 0 | 3.7038
2007-11-30 21:00 | 0 | 0 | 67.6639 | 90 | 0 | 0 | 1.123 | 1.123 | 0 | 0 | 0 | 1.123 | 0 | 0 | 0 | 0 | 0 | 1.1821 | 1.123 | 0 | 0 | 1.4115 | 3.2833 | 0 | 1.1821 | -1.1821 | 3.4149 | 56.9148 | 0.21143 | 1.2353 | 0 | 0 | 3.2833
2007-11-30 22:00 | 0 | 0 | 61.4281 | 90 | 0 | 0 | 0.31546 | 0.31546 | 0 | 0 | 0 | 0.31546 | 0 | 0 | 5.5511e-17 | 0 | 0 | 0.33206 | 0.31546 | 0 | 0 | 2.725 | 2.1012 | 0 | 0.33206 | -0.33206 | 3.0649 | 51.0811 | 0.21143 | 0.347 | 0 | 0 | 2.1012
2007-11-30 23:00 | 0 | 0 | 43.2471 | 90 | 0 | 0 | 0.31636 | 0.31636 | 0 | 0 | 0 | 0.31636 | 0 | 0 | 5.5511e-17 | 0 | 0 | 0.33301 | 0.31636 | 0 | 0 | 3.0939 | 1.7692 | 0 | 0.33301 | -0.33301 | 2.7138 | 45.2307 | 0.21143 | 0.348 | 0 | 0 | 1.7692
2007-12-01 | 0 | 0 | -7.0043 | 90 | 0 | 0 | 0 | 0 | 0 | 0 | 0 | 0 | 0 | 0 | 0 | 0 | 0 | 0 | 0 | 0 | 0 | 3.4639 | 1.4362 | 0 | 0 | 0 | 2.7138 | 45.2307 | 0.21143 | 0 | 0 | 0 | 1.4362
2007-12-01 01:00 | 0 | 0 | -49.172 | 90 | 0 | 0 | 0.55268 | 0.55268 | 0 | 0 | 0 | 0.55268 | 0 | 0 | 0 | 0 | 0 | 0.58177 | 0.55268 | 0 | 0 | 3.4639 | 1.4362 | 0 | 0.58177 | -0.58177 | 2.1006 | 35.0101 | 0.21143 | 0.60795 | 0 | 0 | 1.4362
2007-12-01 02:00 | 0 | 0 | -63.2312 | 90 | 0 | 0 | 0.055746 | 0.055746 | 0 | 0 | 0 | 0.055746 | 0 | 0 | 6.9389e-18 | 0 | 0 | 0.05868 | 0.055746 | 0 | 0 | 4.1103 | 0.85439 | 0 | 0.05868 | -0.05868 | 2.0388 | 33.9792 | 0.21143 | 0.061321 | 0 | 0 | 0.85439
2007-12-01 03:00 | 0 | 0 | -68.21 | 90 | 0 | 0 | 0.035711 | 0.035711 | 0 | 0 | 0 | 0.035711 | 0 | 0 | 0 | 0 | 0 | 0.03759 | 0.035711 | 0 | 0 | 4.1755 | 0.79571 | 0 | 0.03759 | -0.03759 | 1.9991 | 33.3188 | 0.21143 | 0.039282 | 0 | 0 | 0.79571
2007-12-01 04:00 | 0 | 0 | -69.7899 | 90 | 0 | 0 | 0.52455 | 0.52455 | 0 | 0 | 0 | 0.52455 | 0 | 0 | 0 | 0 | 0 | 0.55215 | 0.52455 | 0 | 0 | 4.2173 | 0.75812 | 0 | 0.55215 | -0.55215 | 1.4171 | 23.6185 | 0.21143 | 0.577 | 0 | 0 | 0.75812
2007-12-01 05:00 | 0 | 0 | -69.5764 | 90 | 0 | 0 | 0.053343 | 0.053343 | 0 | 0 | 0 | 0.053343 | 0 | 0 | 6.9389e-18 | 0 | 0 | 0.056151 | 0.053343 | 0 | 0 | 4.8308 | 0.20597 | 0 | 0.056151 | -0.056151 | 1.3579 | 22.632 | 0.21143 | 0.058677 | 0 | 0 | 0.20597
2007-12-01 06:00 | 0.01197 | 0 | -68.0376 | 90 | 0 | 0 | 0 | 0 | 0 | 0 | 0 | 0 | 0 | 0 | 0 | 0 | 0 | 0 | 0 | 0 | 0 | 4.8932 | 0.14982 | 0 | 0 | 0 | 1.3579 | 22.632 | 0.21143 | 0 | 0 | 0 | 0.14982
2007-12-01 07:00 | 0.12814 | 11.8061 | -65.1556 | 74.5362 | 0.14015 | 0.25003 | 1.514 | 1.514 | 1.7 | 0 | 0.5202 | 1.514 | 16.5152 | 0 | 0 | 0 | 0.25003 | 0 | 0 | 0.18604 | 0.17674 | 4.8932 | 0.14982 | 0.42677 | 0 | 0.42677 | 1.7628 | 29.3799 | 0.21145 | 1.6654 | 0.20003 | 1.7 | 0.39985
2007-12-01 08:00 | 0.14297 | 25.0044 | -60.5289 | 60.8272 | 0.14295 | 0.25503 | 1.3764 | 1.3764 | 1.7 | 0 | 0.5202 | 1.3764 | 18.5282 | 0 | 0 | 0 | 0.25503 | 0 | 0 | 0.32355 | 0.30738 | 4.4664 | 0.53391 | 0.56241 | 0 | 0.56241 | 2.2963 | 38.2723 | 0.21148 | 1.5141 | 0.20402 | 1.7 | 0.78894
2007-12-01 09:00 | 0.17474 | 37.4432 | -53.2292 | 47.5419 | 0.17434 | 0.31102 | 0 | 0 | 1.4526 | 0 | 0.45267 | 0 | 0 | 0 | 0 | 0 | 0.31102 | 0 | 0 | 1.4526 | 1.38 | 3.904 | 1.0401 | 1.691 | 0 | 1.691 | 3.9006 | 65.0096 | 0.21146 | 0 | 0.24882 | 1.7 | 1.3511
2007-12-01 10:00 | 0.22496 | 48.4029 | -41.4681 | 35.2484 | 0.22437 | 0.40028 | 1.2316 | 1.2316 | 1.7 | 0 | 0.5202 | 1.2316 | 32.5001 | 0 | 0 | 0 | 0.40028 | 0 | 0 | 0.46836 | 0.44494 | 2.213 | 2.562 | 0.84523 | 0 | 0.84523 | 4.7024 | 78.3738 | 0.2115 | 1.3548 | 0.32023 | 1.7 | 2.9623
2007-12-01 11:00 | 0.55488 | 56.3802 | -22.6597 | 25.4955 | 0.57168 | 1.0199 | 1.7294 | 1.7294 | 1.7 | 0 | 0.5202 | 1.7294 | 58.9713 | 0 | 0 | 0 | 1.0199 | 0.030992 | 0.029443 | 0 | 0 | 1.3678 | 3.3227 | 0.98888 | 0 | 0.98888 | 5.6406 | 94.0094 | 0.21155 | 1.9024 | 0.8159 | 1.7 | 4.3426
2007-12-01 12:00 | 0.58553 | 58.9685 | 3.0632 | 22.0167 | 0.60441 | 1.0783 | 0.31502 | 0.31502 | 0 | 0 | 0 | 0.31502 | 342.2925 | 0.3678 | 0 | 0 | 1.0783 | 0.3316 | 0.31502 | 0 | 0 | 0.37888 | 4.2127 | 0.37888 | 0 | 0.37888 | 6 | 100 | 0.2115 | 0.34652 | 0.86262 | 0 | 5.291
2007-12-01 13:00 | 0.45762 | 54.9496 | 27.6515 | 27.3322 | 0.46426 | 0.82825 | 2.7239 | 2.7239 | 1.7 | 0 | 0.5202 | 2.7239 | 30.4071 | 0 | 0 | 0 | 0.82825 | 1.0777 | 1.0239 | 0 | 0 | 0 | 4.5537 | 0 | 0.2495 | -0.2495 | 5.737 | 95.6167 | 0.2115 | 2.9962 | 0.6626 | 1.7 | 5.3819
2007-12-01 14:00 | 0.7885 | 46.1061 | 44.6606 | 37.8975 | 0.85981 | 1.5339 | 1.6856 | 1.6856 | 0.49178 | 0 | 0.19036 | 1.6856 | 90.9991 | 0 | 0 | 0 | 1.5339 | 1.2567 | 1.1938 | 0 | 0 | 0.27723 | 4.3042 | 0.27723 | 0 | 0.27723 | 6 | 100 | 0.21148 | 1.8542 | 1.2271 | 1.7 | 5.8381
2007-12-01 15:00 | 0.34152 | 34.7152 | 55.1961 | 50.499 | 0.35139 | 0.62689 | 1.2124 | 1.2124 | 0 | 0 | 0 | 1.2124 | 51.7063 | 0 | 0 | 0 | 0.62689 | 1.2762 | 1.2124 | 0 | 0 | 0 | 4.5537 | 0 | 0.64932 | -0.64932 | 5.3156 | 88.5926 | 0.21148 | 1.3336 | 0.50151 | 0 | 5.1806
2007-12-01 16:00 | 0.28346 | 22.0592 | 61.7694 | 63.9132 | 0.30997 | 0.55299 | 0.83391 | 0.83391 | 0 | 0 | 0 | 0.83391 | 66.3125 | 0 | 0 | 0 | 0.55299 | 0.8778 | 0.83391 | 0 | 0 | 0.72147 | 3.9044 | 0 | 0.32481 | -0.32481 | 4.9732 | 82.8862 | 0.21148 | 0.9173 | 0.44239 | 0 | 4.4574
2007-12-01 17:00 | 0.10304 | 8.7452 | 65.9417 | 77.6776 | 0.11991 | 0.21392 | 0.94416 | 0.94416 | 0 | 0 | 0 | 0.94416 | 22.6571 | 0 | 1.1102e-16 | 0 | 0.21392 | 0.99385 | 0.94416 | 0 | 0 | 1.0824 | 3.5796 | 0 | 0.77993 | -0.77993 | 4.1511 | 69.1842 | 0.21148 | 1.0386 | 0.17114 | 0 | 3.7935
2007-12-01 18:00 | 0.0014025 | 0 | 68.4981 | 90 | 0 | 0 | 2.4008 | 2.4008 | 1.7 | 0 | 0.5202 | 2.4008 | 0 | 0 | 0 | 0 | 0 | 0.73766 | 0.70078 | 0 | 0 | 1.949 | 2.7996 | 0 | 0.73766 | -0.73766 | 3.3735 | 56.2248 | 0.21148 | 2.6409 | 0 | 1.7 | 2.7996
2007-12-01 19:00 | 0 | 0 | 69.7483 | 90 | 0 | 0 | 0.62411 | 0.62411 | 1.7 | 0 | 0.5202 | 0.62411 | 0 | 0 | 0 | 0 | 0 | 0 | 0 | 1.0759 | 1.0221 | 2.7686 | 2.062 | 1.0221 | 0 | 1.0221 | 4.3431 | 72.3855 | 0.21154 | 0.68652 | 0 | 1.7 | 2.062
2007-12-01 20:00 | 0 | 0 | 69.6198 | 90 | 0 | 0 | 2.2919 | 2.2919 | 1.7 | 0 | 0.5202 | 2.2919 | 0 | 0 | 0 | 0 | 0 | 0.62307 | 0.59192 | 0 | 0 | 1.7465 | 2.9818 | 0 | 0.62307 | -0.62307 | 3.6864 | 61.4393 | 0.21154 | 2.5211 | 0 | 1.7 | 2.9818
2007-12-01 21:00 | 0 | 0 | 67.4783 | 90 | 0 | 0 | 0.1033 | 0.1033 | 1.5559 | 0 | 0.48087 | 0.1033 | 0 | 0 | 0 | 0 | 0 | 0 | 0 | 1.4526 | 1.38 | 2.4388 | 2.3588 | 1.38 | 0 | 1.38 | 4.9955 | 83.259 | 0.21157 | 0.11363 | 0 | 1.7 | 2.3588
2007-12-01 22:00 | 0 | 0 | 61.2164 | 90 | 0 | 0 | 0.13902 | 0.13902 | 0 | 0 | 0 | 0.13902 | 0 | 0 | 0 | 0 | 0 | 0.14634 | 0.13902 | 0 | 0 | 1.0588 | 3.6008 | 0 | 0.14634 | -0.14634 | 4.8413 | 80.6881 | 0.21157 | 0.15292 | 0 | 0 | 3.6008
2007-12-01 23:00 | 0 | 0 | 43.0868 | 90 | 0 | 0 | 0 | 0 | 0 | 0 | 0 | 0 | 0 | 0 | 0 | 0 | 0 | 0 | 0 | 0 | 0 | 1.2214 | 3.4544 | 0 | 0 | 0 | 4.8413 | 80.6881 | 0.21157 | 0 | 0 | 0 | 3.4544
2007-12-02 | 0 | 0 | -6.5659 | 90 | 0 | 0 | 0.027596 | 0.027596 | 0 | 0 | 0 | 0.027596 | 0 | 0 | 3.4694e-18 | 0 | 0 | 0.029048 | 0.027596 | 0 | 0 | 1.2214 | 3.4544 | 0 | 0.029048 | -0.029048 | 4.8107 | 80.1778 | 0.21157 | 0.030355 | 0 | 0 | 3.4544
2007-12-02 01:00 | 0 | 0 | -48.7177 | 90 | 0 | 0 | 0.36977 | 0.36977 | 0 | 0 | 0 | 0.36977 | 0 | 0 | 0 | 0 | 0 | 0.38924 | 0.36977 | 0 | 0 | 1.2537 | 3.4254 | 0 | 0.38924 | -0.38924 | 4.4004 | 73.3397 | 0.21157 | 0.40675 | 0 | 0 | 3.4254
2007-12-02 02:00 | 0 | 0 | -62.9438 | 90 | 0 | 0 | 0.14056 | 0.14056 | 0 | 0 | 0 | 0.14056 | 0 | 0 | 2.7756e-17 | 0 | 0 | 0.14795 | 0.14056 | 0 | 0 | 1.6862 | 3.0362 | 0 | 0.14795 | -0.14795 | 4.2444 | 70.7404 | 0.21157 | 0.15461 | 0 | 0 | 3.0362
2007-12-02 03:00 | 0 | 0 | -68.0053 | 90 | 0 | 0 | 0.22457 | 0.22457 | 0 | 0 | 0 | 0.22457 | 0 | 0 | 2.7756e-17 | 0 | 0 | 0.23639 | 0.22457 | 0 | 0 | 1.8505 | 2.8882 | 0 | 0.23639 | -0.23639 | 3.9953 | 66.5875 | 0.21157 | 0.24702 | 0 | 0 | 2.8882
2007-12-02 04:00 | 0 | 0 | -69.6282 | 90 | 0 | 0 | 0.32125 | 0.32125 | 0 | 0 | 0 | 0.32125 | 0 | 0 | 0 | 0 | 0 | 0.33816 | 0.32125 | 0 | 0 | 2.1132 | 2.6518 | 0 | 0.33816 | -0.33816 | 3.6388 | 60.6466 | 0.21157 | 0.35338 | 0 | 0 | 2.6518
2007-12-02 05:00 | 0 | 0 | -69.4388 | 90 | 0 | 0 | 0.22943 | 0.22943 | 0 | 0 | 0 | 0.22943 | 0 | 0 | 0 | 0 | 0 | 0.2415 | 0.22943 | 0 | 0 | 2.4889 | 2.3136 | 0 | 0.2415 | -0.2415 | 3.3842 | 56.4038 | 0.21157 | 0.25237 | 0 | 0 | 2.3136
2007-12-02 06:00 | 0.013059 | 0 | -67.9143 | 90 | 0 | 0 | 0 | 0 | 0 | 0 | 0 | 0 | 0 | 0 | 0 | 0 | 0 | 0 | 0 | 0 | 0 | 2.7573 | 2.0721 | 0 | 0 | 0 | 3.3842 | 56.4038 | 0.21157 | 0 | 0 | 0 | 2.0721
2007-12-02 07:00 | 0.1892 | 11.6907 | -65.0413 | 74.6338 | 0.2381 | 0.42477 | 1.2447 | 1.2447 | 0 | 0 | 0 | 1.2447 | 34.1269 | 0 | 0 | 0 | 0.42477 | 1.3102 | 1.2447 | 0 | 0 | 2.7573 | 2.0721 | 0 | 0.88541 | -0.88541 | 2.4509 | 40.8488 | 0.21157 | 1.3691 | 0.33981 | 0 | 2.4969
2007-12-02 08:00 | 0.40769 | 24.876 | -60.4222 | 60.9389 | 0.46307 | 0.82612 | 4.077 | 3.08 | 1.7 | 0 | 0.5202 | 3.08 | 26.8219 | 2.2204e-16 | 0.99695 | 1.5003 | 0.82612 | 1.4526 | 1.38 | 0 | 0 | 3.7411 | 1.1867 | 0 | 0.62652 | -0.62652 | 1.7905 | 29.8421 | 0.21157 | 4.4846 | 0.66089 | 1.7 | 2.0129
2007-12-02 09:00 | 0.72845 | 37.3006 | -53.1356 | 47.6698 | 0.80639 | 1.4386 | 1.6849 | 1.6849 | 1.7 | 0 | 0.5202 | 1.6849 | 85.3805 | 0 | 0 | 0 | 1.4386 | 0 | 0 | 0.015081 | 0.014327 | 4.4372 | 0.56022 | 1.4529 | 0 | 1.4529 | 3.1689 | 52.8147 | 0.21162 | 1.8534 | 1.1509 | 1.7 | 1.9988
2007-12-02 10:00 | 0.85551 | 48.2467 | -41.4102 | 35.3951 | 0.93148 | 1.6618 | 0.24396 | 0.24396 | 1.6361 | 0 | 0.50275 | 0.24396 | 681.1545 | 0 | 0 | 0 | 1.6618 | 0 | 0 | 1.3921 | 1.3225 | 2.9843 | 1.8679 | 2.9843 | 0 | 2.9843 | 6 | 100 | 0.21147 | 0.26836 | 1.3294 | 1.7 | 3.5296
2007-12-02 11:00 | 0.90573 | 56.2205 | -22.6937 | 25.6563 | 0.97856 | 1.7458 | 0.66575 | 0.66575 | 0 | 0 | 0 | 0.66575 | 262.2213 | 1.045 | 0 | 0 | 1.7458 | 0.70079 | 0.66575 | 0 | 0 | 0 | 4.5537 | 0 | 0 | 0 | 6 | 100 | 0.21147 | 0.73233 | 1.3966 | 0 | 6.2994
2007-12-02 12:00 | 0.8599 | 58.8354 | 2.8884 | 22.1478 | 0.92451 | 1.6493 | 0.75875 | 0.75875 | 0 | 0 | 0 | 0.75875 | 217.3724 | 0.85063 | 0 | 0 | 1.6493 | 0.79869 | 0.75875 | 0 | 0 | 0 | 4.5537 | 0 | 0 | 0 | 6 | 100 | 0.21147 | 0.83463 | 1.3195 | 0 | 6.203
2007-12-02 13:00 | 0.91496 | 54.8704 | 27.408 | 27.3883 | 0.98986 | 1.7659 | 0.80897 | 0.80897 | 0 | 0 | 0 | 0.80897 | 218.2906 | 0.91436 | 0 | 0 | 1.7659 | 0.85155 | 0.80897 | 0 | 0 | 0 | 4.5537 | 0 | 0 | 0 | 6 | 100 | 0.21147 | 0.88987 | 1.4127 | 0 | 6.3196
2007-12-02 14:00 | 0.6833 | 46.0764 | 44.4327 | 37.8984 | 0.73936 | 1.319 | 0 | 0 | 0 | 0 | 0 | 0 | 0 | 1.319 | 0 | 0 | 1.319 | 0 | 0 | 0 | 0 | 0 | 4.5537 | 0 | 0 | 0 | 6 | 100 | 0.21147 | 0 | 1.0552 | 0 | 5.8727
2007-12-02 15:00 | 0.60037 | 34.7205 | 55.0005 | 50.4669 | 0.66652 | 1.1891 | 0.86786 | 0.86786 | 0 | 0 | 0 | 0.86786 | 137.0117 | 0.27553 | 0 | 0 | 1.1891 | 0.91354 | 0.86786 | 0 | 0 | 0 | 4.5537 | 0 | 0 | 0 | 6 | 100 | 0.21147 | 0.95464 | 0.95125 | 0 | 5.7428
2007-12-02 16:00 | 0.37182 | 22.089 | 61.5988 | 63.8593 | 0.42892 | 0.7652 | 0 | 0 | 0 | 0 | 0 | 0 | 0 | 0.7652 | 0 | 0 | 0.7652 | 0 | 0 | 0 | 0 | 0 | 4.5537 | 0 | 0 | 0 | 6 | 100 | 0.21147 | 0 | 0.61216 | 0 | 5.3189
2007-12-02 17:00 | 0.10822 | 8.7935 | 65.7865 | 77.6073 | 0.12845 | 0.22915 | 0.40519 | 0.40519 | 0 | 0 | 0 | 0.40519 | 56.5537 | 0 | 0 | 0 | 0.22915 | 0.42651 | 0.40519 | 0 | 0 | 0 | 4.5537 | 0 | 0.19736 | -0.19736 | 5.792 | 96.5327 | 0.21147 | 0.44571 | 0.18332 | 0 | 4.7828
2007-12-02 18:00 | 0.00091768 | 0 | 68.3498 | 90 | 0 | 0 | 0.91596 | 0.91596 | 0 | 0 | 0 | 0.91596 | 0 | 0 | 1.1102e-16 | 0 | 0 | 0.96417 | 0.91596 | 0 | 0 | 0.21929 | 4.3563 | 0 | 0.96417 | -0.96417 | 4.7756 | 79.594 | 0.21147 | 1.0076 | 0 | 0 | 4.3563
2007-12-02 19:00 | 0 | 0 | 69.5992 | 90 | 0 | 0 | 0 | 0 | 0 | 0 | 0 | 0 | 0 | 0 | 0 | 0 | 0 | 0 | 0 | 0 | 0 | 1.2906 | 3.3922 | 0 | 0 | 0 | 4.7756 | 79.594 | 0.21147 | 0 | 0 | 0 | 3.3922
2007-12-02 20:00 | 0 | 0 | 69.4621 | 90 | 0 | 0 | 0 | 0 | 0 | 0 | 0 | 0 | 0 | 0 | 0 | 0 | 0 | 0 | 0 | 0 | 0 | 1.2906 | 3.3922 | 0 | 0 | 0 | 4.7756 | 79.594 | 0.21147 | 0 | 0 | 0 | 3.3922
2007-12-02 21:00 | 0 | 0 | 67.3032 | 90 | 0 | 0 | 2.1168 | 2.1168 | 1.7 | 0 | 0.5202 | 2.1168 | 0 | 0 | 0 | 0 | 0 | 0.43874 | 0.4168 | 0 | 0 | 1.2906 | 3.3922 | 0 | 0.43874 | -0.43874 | 4.3132 | 71.8861 | 0.21147 | 2.3285 | 0 | 1.7 | 3.3922
2007-12-02 22:00 | 0 | 0 | 61.0198 | 90 | 0 | 0 | 0.2168 | 0.2168 | 1.6694 | 0 | 0.51185 | 0.2168 | 0 | 2.2204e-16 | 0 | 0 | 0 | 0 | 0 | 1.4526 | 1.38 | 1.7781 | 2.9534 | 1.38 | 0 | 1.38 | 5.6224 | 93.7058 | 0.21152 | 0.23848 | 0 | 1.7 | 2.9534
2007-12-02 23:00 | 0 | 0 | 42.9485 | 90 | 0 | 0 | 0 | 0 | 0 | 0 | 0 | 0 | 0 | 0 | 0 | 0 | 0 | 0 | 0 | 0 | 0 | 0.39808 | 4.1954 | 0 | 0 | 0 | 5.6224 | 93.7058 | 0.21152 | 0 | 0 | 0 | 4.1954
2007-12-03 | 0 | 0 | -6.1306 | 90 | 0 | 0 | 0.45557 | 0.45557 | 0 | 0 | 0 | 0.45557 | 0 | 0 | 5.5511e-17 | 0 | 0 | 0.47954 | 0.45557 | 0 | 0 | 0.39808 | 4.1954 | 0 | 0.47954 | -0.47954 | 5.1169 | 85.2811 | 0.21152 | 0.50112 | 0 | 0 | 4.1954
2007-12-03 01:00 | 0 | 0 | -48.2754 | 90 | 0 | 0 | 0.56839 | 0.56839 | 0 | 0 | 0 | 0.56839 | 0 | 0 | 1.1102e-16 | 0 | 0 | 0.59831 | 0.56839 | 0 | 0 | 0.93091 | 3.7159 | 0 | 0.59831 | -0.59831 | 4.4862 | 74.7699 | 0.21152 | 0.62523 | 0 | 0 | 3.7159
2007-12-03 02:00 | 0 | 0 | -62.6659 | 90 | 0 | 0 | 0.065228 | 0.065228 | 0 | 0 | 0 | 0.065228 | 0 | 0 | 1.3878e-17 | 0 | 0 | 0.068661 | 0.065228 | 0 | 0 | 1.5957 | 3.1176 | 0 | 0.068661 | -0.068661 | 4.4138 | 73.5637 | 0.21152 | 0.071751 | 0 | 0 | 3.1176
2007-12-03 03:00 | 0 | 0 | -67.8086 | 90 | 0 | 0 | 0.049233 | 0.049233 | 0 | 0 | 0 | 0.049233 | 0 | 0 | 6.9389e-18 | 0 | 0 | 0.051825 | 0.049233 | 0 | 0 | 1.672 | 3.0489 | 0 | 0.051825 | -0.051825 | 4.3592 | 72.6532 | 0.21152 | 0.054157 | 0 | 0 | 3.0489
2007-12-03 04:00 | 0 | 0 | -69.4735 | 90 | 0 | 0 | 0.11102 | 0.11102 | 0 | 0 | 0 | 0.11102 | 0 | 0 | 0 | 0 | 0 | 0.11687 | 0.11102 | 0 | 0 | 1.7296 | 2.9971 | 0 | 0.11687 | -0.11687 | 4.236 | 70.6001 | 0.21152 | 0.12213 | 0 | 0 | 2.9971
2007-12-03 05:00 | 0 | 0 | -69.308 | 90 | 0 | 0 | 0.18577 | 0.18577 | 0 | 0 | 0 | 0.18577 | 0 | 0 | 0 | 0 | 0 | 0.19555 | 0.18577 | 0 | 0 | 1.8594 | 2.8802 | 0 | 0.19555 | -0.19555 | 4.0299 | 67.1647 | 0.21152 | 0.20435 | 0 | 0 | 2.8802
2007-12-03 06:00 | 0.011746 | 0 | -67.7977 | 90 | 0 | 0 | 0.10132 | 0.10132 | 0 | 0 | 0 | 0.10132 | 0 | 0 | 1.3878e-17 | 0 | 0 | 0.10665 | 0.10132 | 0 | 0 | 2.0767 | 2.6847 | 0 | 0.10665 | -0.10665 | 3.9175 | 65.291 | 0.21152 | 0.11145 | 0 | 0 | 2.6847
2007-12-03 07:00 | 0.13087 | 11.575 | -64.9339 | 74.7327 | 0.1454 | 0.2594 | 2.0692 | 2.0692 | 1.7 | 0 | 0.5202 | 2.0692 | 12.5359 | 1.1102e-16 | 0 | 0 | 0.2594 | 0.38865 | 0.36922 | 0 | 0 | 2.1952 | 2.578 | 0 | 0.12926 | -0.12926 | 3.7812 | 63.0202 | 0.21152 | 2.2761 | 0.20752 | 1.7 | 2.8374
2007-12-03 08:00 | 0.20401 | 24.7481 | -60.3231 | 61.0511 | 0.20708 | 0.36943 | 1.5401 | 1.5401 | 1.7 | 0 | 0.5202 | 1.5401 | 23.9882 | 0 | 0 | 0 | 0.36943 | 0 | 0 | 0.15994 | 0.15194 | 2.3388 | 2.4488 | 0.52137 | 0 | 0.52137 | 4.2758 | 71.2638 | 0.21154 | 1.6941 | 0.29555 | 1.7 | 2.8182
2007-12-03 09:00 | 0.34987 | 37.1596 | -53.0506 | 47.7972 | 0.35816 | 0.63895 | 1.1651 | 1.1651 | 1.7 | 0 | 0.5202 | 1.1651 | 54.8431 | 0 | 0 | 0 | 0.63895 | 0 | 0 | 0.53495 | 0.5082 | 1.8174 | 2.918 | 1.1472 | 0 | 1.1472 | 5.3641 | 89.4018 | 0.2116 | 1.2816 | 0.51116 | 1.7 | 3.5569
2007-12-03 10:00 | 0.69497 | 48.0938 | -41.3615 | 35.5397 | 0.74953 | 1.3372 | 1.9856 | 1.9856 | 1.3521 | 0 | 0.42522 | 1.9856 | 67.3429 | 0 | 0 | 0 | 1.3372 | 0.66688 | 0.63353 | 0 | 0 | 0.67029 | 3.9504 | 0.67029 | 0 | 0.67029 | 6 | 100 | 0.21163 | 2.1842 | 1.0697 | 1.7 | 5.2876
2007-12-03 11:00 | 0.80012 | 56.0659 | -22.7354 | 25.8127 | 0.85967 | 1.5337 | 0.5273 | 0.5273 | 0 | 0 | 0 | 0.5273 | 290.8528 | 0.97861 | 0 | 0 | 1.5337 | 0.55505 | 0.5273 | 0 | 0 | 0 | 4.5537 | 0 | 0 | 0 | 6 | 100 | 0.21163 | 0.58003 | 1.2269 | 0 | 6.0873
2007-12-03 12:00 | 0.76151 | 58.7087 | 2.7118 | 22.2726 | 0.81098 | 1.4468 | 0.11879 | 0.11879 | 0 | 0 | 0 | 0.11879 | 1217.985 | 1.3218 | 0 | 0 | 1.4468 | 0.12504 | 0.11879 | 0 | 0 | 0 | 4.5537 | 0 | 0 | 0 | 6 | 100 | 0.21163 | 0.13066 | 1.1574 | 0 | 6.0005
2007-12-03 13:00 | 0.88568 | 54.7973 | 27.168 | 27.4389 | 0.95816 | 1.7094 | 1.4383 | 1.4383 | 0.425 | 0 | 0.17213 | 1.4383 | 118.8466 | 0.64274 | 0 | 0 | 1.7094 | 1.0666 | 1.0133 | 0 | 0 | 0 | 4.5537 | 0 | 0 | 0 | 6 | 100 | 0.21163 | 1.5821 | 1.3675 | 1.7 | 6.263
2007-12-03 14:00 | 0.74461 | 46.052 | 44.2101 | 37.8948 | 0.81107 | 1.447 | 0.12893 | 0.12893 | 0 | 0 | 0 | 0.12893 | 1122.235 | 1.3112 | 0 | 0 | 1.447 | 0.13572 | 0.12893 | 0 | 0 | 0 | 4.5537 | 0 | 0 | 0 | 6 | 100 | 0.21163 | 0.14183 | 1.1576 | 0 | 6.0006
2007-12-03 15:00 | 0.42185 | 34.7304 | 54.8107 | 50.4312 | 0.44748 | 0.79831 | 0.52239 | 0.52239 | 0 | 0 | 0 | 0.52239 | 152.8183 | 0.24842 | 0 | 0 | 0.79831 | 0.54989 | 0.52239 | 0 | 0 | 0 | 4.5537 | 0 | 0 | 0 | 6 | 100 | 0.21163 | 0.57463 | 0.63865 | 0 | 5.352
2007-12-03 16:00 | 0.29996 | 22.1228 | 61.4341 | 63.8025 | 0.33232 | 0.59285 | 0 | 0 | 0 | 0 | 0 | 0 | 0 | 0.59285 | 0 | 0 | 0.59285 | 0 | 0 | 0 | 0 | 0 | 4.5537 | 0 | 0 | 0 | 6 | 100 | 0.21163 | 0 | 0.47428 | 0 | 5.1465
2007-12-03 17:00 | 0.11581 | 8.8452 | 65.6372 | 77.5346 | 0.14149 | 0.25242 | 1.1426 | 1.1426 | 0 | 0 | 0 | 1.1426 | 22.0924 | 0 | 2.2204e-16 | 0 | 0.25242 | 1.2027 | 1.1426 | 0 | 0 | 0 | 4.5537 | 0 | 0.95029 | -0.95029 | 4.9983 | 83.3051 | 0.21163 | 1.2568 | 0.20194 | 0 | 4.8061
2007-12-03 18:00 | 0.0013169 | 0 | 68.2077 | 90 | 0 | 0 | 0 | 0 | 0 | 0 | 0 | 0 | 0 | 0 | 0 | 0 | 0 | 0 | 0 | 0 | 0 | 1.0559 | 3.6034 | 0 | 0 | 0 | 4.9983 | 83.3051 | 0.21163 | 0 | 0 | 0 | 3.6034
2007-12-03 19:00 | 0 | 0 | 69.457 | 90 | 0 | 0 | 2.5175 | 2.5175 | 1.7 | 0 | 0.5202 | 2.5175 | 0 | 0 | 0 | 0 | 0 | 0.86049 | 0.81746 | 0 | 0 | 1.0559 | 3.6034 | 0 | 0.86049 | -0.86049 | 4.0913 | 68.1879 | 0.21163 | 2.7692 | 0 | 1.7 | 3.6034
2007-12-03 20:00 | 0 | 0 | 69.3126 | 90 | 0 | 0 | 2.1173 | 2.1173 | 1.7 | 0 | 0.5202 | 2.1173 | 0 | 0 | 0 | 0 | 0 | 0.43926 | 0.41729 | 0 | 0 | 2.012 | 2.7429 | 0 | 0.43926 | -0.43926 | 3.6283 | 60.471 | 0.21163 | 2.329 | 0 | 1.7 | 2.7429
2007-12-03 21:00 | 0 | 0 | 67.1385 | 90 | 0 | 0 | 1.7985 | 1.7985 | 1.7 | 0 | 0.5202 | 1.7985 | 0 | 0 | 0 | 0 | 0 | 0.10371 | 0.098528 | 0 | 0 | 2.5 | 2.3037 | 0 | 0.10371 | -0.10371 | 3.5189 | 58.6489 | 0.21163 | 1.9784 | 0 | 1.7 | 2.3037
2007-12-03 22:00 | 0 | 0 | 60.838 | 90 | 0 | 0 | 0.26942 | 0.26942 | 1.7 | 0 | 0.5202 | 0.26942 | 0 | 0 | 0 | 0 | 0 | 0 | 0 | 1.4306 | 1.359 | 2.6153 | 2.1999 | 1.359 | 0 | 1.359 | 4.8082 | 80.1373 | 0.21169 | 0.29637 | 0 | 1.7 | 2.1999
2007-12-03 23:00 | 0 | 0 | 42.8315 | 90 | 0 | 0 | 0.10201 | 0.10201 | 0 | 0 | 0 | 0.10201 | 0 | 0 | 1.3878e-17 | 0 | 0 | 0.10737 | 0.10201 | 0 | 0 | 1.2562 | 3.4231 | 0 | 0.10737 | -0.10737 | 4.6951 | 78.2509 | 0.21169 | 0.11221 | 0 | 0 | 3.4231
2007-12-04 | 0 | 0 | -5.698 | 90 | 0 | 0 | 0.41986 | 0.41986 | 0 | 0 | 0 | 0.41986 | 0 | 0 | 5.5511e-17 | 0 | 0 | 0.44195 | 0.41986 | 0 | 0 | 1.3755 | 3.3157 | 0 | 0.44195 | -0.44195 | 4.2292 | 70.4866 | 0.21169 | 0.46184 | 0 | 0 | 3.3157
2007-12-04 01:00 | 0 | 0 | -47.8451 | 90 | 0 | 0 | 0 | 0 | 0 | 0 | 0 | 0 | 0 | 0 | 0 | 0 | 0 | 0 | 0 | 0 | 0 | 1.8666 | 2.8738 | 0 | 0 | 0 | 4.2292 | 70.4866 | 0.21169 | 0 | 0 | 0 | 2.8738
2007-12-04 02:00 | 0 | 0 | -62.3978 | 90 | 0 | 0 | 0.26398 | 0.26398 | 0 | 0 | 0 | 0.26398 | 0 | 0 | 0 | 0 | 0 | 0.27787 | 0.26398 | 0 | 0 | 1.8666 | 2.8738 | 0 | 0.27787 | -0.27787 | 3.9363 | 65.6049 | 0.21169 | 0.29038 | 0 | 0 | 2.8738
2007-12-04 03:00 | 0 | 0 | -67.6199 | 90 | 0 | 0 | 0.591 | 0.591 | 0 | 0 | 0 | 0.591 | 0 | 0 | 1.1102e-16 | 0 | 0 | 0.62211 | 0.591 | 0 | 0 | 2.1753 | 2.5959 | 0 | 0.62211 | -0.62211 | 3.2805 | 54.6756 | 0.21169 | 0.6501 | 0 | 0 | 2.5959
2007-12-04 04:00 | 0 | 0 | -69.3261 | 90 | 0 | 0 | 0 | 0 | 0 | 0 | 0 | 0 | 0 | 0 | 0 | 0 | 0 | 0 | 0 | 0 | 0 | 2.8666 | 1.9738 | 0 | 0 | 0 | 3.2805 | 54.6756 | 0.21169 | 0 | 0 | 0 | 1.9738
2007-12-04 05:00 | 0 | 0 | -69.1839 | 90 | 0 | 0 | 0.136 | 0.136 | 0 | 0 | 0 | 0.136 | 0 | 0 | 2.7756e-17 | 0 | 0 | 0.14316 | 0.136 | 0 | 0 | 2.8666 | 1.9738 | 0 | 0.14316 | -0.14316 | 3.1296 | 52.1606 | 0.21169 | 0.1496 | 0 | 0 | 1.9738
2007-12-04 06:00 | 0.0034283 | 0 | -67.6878 | 90 | 0 | 0 | 0.37869 | 0.37869 | 0 | 0 | 0 | 0.37869 | 0 | 0 | 5.5511e-17 | 0 | 0 | 0.39862 | 0.37869 | 0 | 0 | 3.0256 | 1.8306 | 0 | 0.39862 | -0.39862 | 2.7095 | 45.1575 | 0.21169 | 0.41656 | 0 | 0 | 1.8306
2007-12-04 07:00 | 0.043605 | 11.4591 | -64.8336 | 74.8328 | 0.043621 | 0.077819 | 0 | 0 | 0 | 0 | 0 | 0 | 0 | 0 | 0 | 0 | 0.077819 | 0 | 0 | 0 | 0 | 3.4686 | 1.432 | 0.077819 | 0 | 0.077819 | 2.7833 | 46.3879 | 0.21168 | 0 | 0.062256 | 0 | 1.5098
2007-12-04 08:00 | 0.22656 | 24.6209 | -60.2316 | 61.1638 | 0.23252 | 0.41481 | 0.99555 | 0.99555 | 0 | 0 | 0 | 0.99555 | 41.6664 | 0 | 1.1102e-16 | 0 | 0.41481 | 1.0479 | 0.99555 | 0 | 0 | 3.3907 | 1.502 | 0 | 0.63313 | -0.63313 | 2.1159 | 35.2649 | 0.21168 | 1.0951 | 0.33185 | 0 | 1.9168
2007-12-04 09:00 | 0.37736 | 37.0205 | -52.9741 | 47.924 | 0.38985 | 0.69549 | 1.8222 | 1.8222 | 1.7 | 0 | 0.5202 | 1.8222 | 38.1673 | 0 | 0 | 0 | 0.69549 | 0.12865 | 0.12222 | 0 | 0 | 4.0942 | 0.8689 | 0.56684 | 0 | 0.56684 | 2.6537 | 44.2274 | 0.2117 | 2.0044 | 0.55639 | 1.7 | 1.5644
2007-12-04 10:00 | 0.34686 | 47.9442 | -41.322 | 35.6822 | 0.34874 | 0.62216 | 0 | 0 | 1.4526 | 0 | 0.45267 | 0 | 0 | 0 | 0 | 0 | 0.62216 | 0 | 0 | 1.4526 | 1.38 | 3.5274 | 1.3791 | 2.0022 | 0 | 2.0022 | 4.5531 | 75.8843 | 0.21164 | 0 | 0.49773 | 1.7 | 2.0012
2007-12-04 11:00 | 0.47502 | 55.9165 | -22.7845 | 25.9645 | 0.48285 | 0.8614 | 0.27063 | 0.27063 | 0.96938 | 0 | 0.32074 | 0.27063 | 318.2969 | 0 | 0 | 0 | 0.8614 | 0 | 0 | 0.69876 | 0.66382 | 1.5252 | 3.181 | 1.5252 | 0 | 1.5252 | 6 | 100 | 0.21155 | 0.29769 | 0.68912 | 1.7 | 4.0424
2007-12-04 12:00 | 0.41162 | 58.5883 | 2.5335 | 22.3912 | 0.41395 | 0.73848 | 0 | 0 | 0 | 0 | 0 | 0 | 0 | 0.73848 | 0 | 0 | 0.73848 | 0 | 0 | 0 | 0 | 0 | 4.5537 | 0 | 0 | 0 | 6 | 100 | 0.21155 | 0 | 0.59079 | 0 | 5.2922
2007-12-04 13:00 | 0.40992 | 54.7303 | 26.9316 | 27.4839 | 0.41319 | 0.73714 | 0 | 0 | 0 | 0 | 0 | 0 | 0 | 0.73714 | 0 | 0 | 0.73714 | 0 | 0 | 0 | 0 | 0 | 4.5537 | 0 | 0 | 0 | 6 | 100 | 0.21155 | 0 | 0.58971 | 0 | 5.2908
2007-12-04 14:00 | 0.22257 | 46.0329 | 43.993 | 37.8868 | 0.22204 | 0.39613 | 2.3393 | 2.3393 | 1.7 | 0 | 0.5202 | 2.3393 | 16.9334 | 0 | 4.4409e-16 | 0 | 0.39613 | 0.67297 | 0.63932 | 0 | 0 | 0 | 4.5537 | 0 | 0.27684 | -0.27684 | 5.7082 | 95.1363 | 0.21155 | 2.5733 | 0.3169 | 1.7 | 4.9498
2007-12-04 15:00 | 0.3808 | 34.7448 | 54.6266 | 50.3918 | 0.39759 | 0.7093 | 0.88245 | 0.88245 | 0 | 0 | 0 | 0.88245 | 80.3786 | 0 | 0 | 0 | 0.7093 | 0.92889 | 0.88245 | 0 | 0 | 0.30761 | 4.2768 | 0 | 0.21959 | -0.21959 | 5.4767 | 91.2785 | 0.21155 | 0.97069 | 0.56744 | 0 | 4.9861
2007-12-04 16:00 | 0.24947 | 22.1605 | 61.2751 | 63.7427 | 0.26522 | 0.47315 | 0.92041 | 0.92041 | 0 | 0 | 0 | 0.92041 | 51.407 | 0 | 0 | 0 | 0.47315 | 0.96885 | 0.92041 | 0 | 0 | 0.5516 | 4.0573 | 0 | 0.4957 | -0.4957 | 4.9542 | 82.57 | 0.21155 | 1.0124 | 0.37852 | 0 | 4.5304
2007-12-04 17:00 | 0.071919 | 8.9001 | 65.4938 | 77.4595 | 0.074542 | 0.13298 | 1.6169 | 1.6169 | 1.7 | 0 | 0.5202 | 1.6169 | 8.2247 | 0 | 0 | 0 | 0.13298 | 0 | 0 | 0.083133 | 0.078976 | 1.1024 | 3.5616 | 0.21196 | 0 | 0.21196 | 5.1553 | 85.9214 | 0.21156 | 1.7786 | 0.10639 | 1.7 | 3.6945
2007-12-04 18:00 | 0.0014594 | 0 | 68.0718 | 90 | 0 | 0 | 0.42673 | 0.42673 | 0 | 0 | 0 | 0.42673 | 0 | 0 | 5.5511e-17 | 0 | 0 | 0.44919 | 0.42673 | 0 | 0 | 0.89041 | 3.7523 | 0 | 0.44919 | -0.44919 | 4.6818 | 78.03 | 0.21156 | 0.4694 | 0 | 0 | 3.7523
2007-12-04 19:00 | 0 | 0 | 69.3218 | 90 | 0 | 0 | 0.37662 | 0.37662 | 0 | 0 | 0 | 0.37662 | 0 | 0 | 0 | 0 | 0 | 0.39644 | 0.37662 | 0 | 0 | 1.3895 | 3.3031 | 0 | 0.39644 | -0.39644 | 4.2639 | 71.0653 | 0.21156 | 0.41428 | 0 | 0 | 3.3031
2007-12-04 20:00 | 0 | 0 | 69.1712 | 90 | 0 | 0 | 0.73148 | 0.73148 | 0 | 0 | 0 | 0.73148 | 0 | 0 | 1.1102e-16 | 0 | 0 | 0.76998 | 0.73148 | 0 | 0 | 1.83 | 2.9067 | 0 | 0.76998 | -0.76998 | 3.4523 | 57.5381 | 0.21156 | 0.80463 | 0 | 0 | 2.9067
2007-12-04 21:00 | 0 | 0 | 66.9843 | 90 | 0 | 0 | 2.1407 | 2.1407 | 1.7 | 0 | 0.5202 | 2.1407 | 0 | 0 | 0 | 0 | 0 | 0.46393 | 0.44074 | 0 | 0 | 2.6855 | 2.1367 | 0 | 0.46393 | -0.46393 | 2.9633 | 49.3876 | 0.21156 | 2.3548 | 0 | 1.7 | 2.1367
2007-12-04 22:00 | 0 | 0 | 60.6709 | 90 | 0 | 0 | 0.33072 | 0.33072 | 1.7 | 0 | 0.5202 | 0.33072 | 0 | 0 | 0 | 0 | 0 | 0 | 0 | 1.3693 | 1.3008 | 3.201 | 1.6728 | 1.3008 | 0 | 1.3008 | 4.1973 | 69.9553 | 0.21162 | 0.36379 | 0 | 1.7 | 1.6728
2007-12-04 23:00 | 0 | 0 | 42.7351 | 90 | 0 | 0 | 0.06754 | 0.06754 | 1.5202 | 0 | 0.47111 | 0.06754 | 0 | 2.2204e-16 | 0 | 0 | 0 | 0 | 0 | 1.4526 | 1.38 | 1.9002 | 2.8435 | 1.38 | 0 | 1.38 | 5.5065 | 91.775 | 0.21164 | 0.074294 | 0 | 1.7 | 2.8435
2007-12-05 | 0 | 0 | -5.2679 | 90 | 0 | 0 | 0 | 0 | 0 | 0 | 0 | 0 | 0 | 0 | 0 | 0 | 0 | 0 | 0 | 0 | 0 | 0.5202 | 4.0855 | 0 | 0 | 0 | 5.5065 | 91.775 | 0.21164 | 0 | 0 | 0 | 4.0855
2007-12-05 01:00 | 0 | 0 | -47.4267 | 90 | 0 | 0 | 0 | 0 | 0 | 0 | 0 | 0 | 0 | 0 | 0 | 0 | 0 | 0 | 0 | 0 | 0 | 0.5202 | 4.0855 | 0 | 0 | 0 | 5.5065 | 91.775 | 0.21164 | 0 | 0 | 0 | 4.0855
2007-12-05 02:00 | 0 | 0 | -62.1394 | 90 | 0 | 0 | 0.00052117 | 0.00052117 | 0 | 0 | 0 | 0.00052117 | 0 | 0 | 0 | 0 | 0 | 0.0005486 | 0.00052117 | 0 | 0 | 0.5202 | 4.0855 | 0 | 0.0005486 | -0.0005486 | 5.5059 | 91.7654 | 0.21164 | 0.00057328 | 0 | 0 | 4.0855
2007-12-05 03:00 | 0 | 0 | -67.4395 | 90 | 0 | 0 | 0 | 0 | 0 | 0 | 0 | 0 | 0 | 0 | 0 | 0 | 0 | 0 | 0 | 0 | 0 | 0.5208 | 4.085 | 0 | 0 | 0 | 5.5059 | 91.7654 | 0.21164 | 0 | 0 | 0 | 4.085
2007-12-05 04:00 | 0 | 0 | -69.1859 | 90 | 0 | 0 | 0.48357 | 0.48357 | 0 | 0 | 0 | 0.48357 | 0 | 0 | 1.1102e-16 | 0 | 0 | 0.50902 | 0.48357 | 0 | 0 | 0.5208 | 4.085 | 0 | 0.50902 | -0.50902 | 4.9694 | 82.8229 | 0.21164 | 0.53192 | 0 | 0 | 4.085
2007-12-05 05:00 | 0 | 0 | -69.0666 | 90 | 0 | 0 | 0.16411 | 0.16411 | 0 | 0 | 0 | 0.16411 | 0 | 0 | 2.7756e-17 | 0 | 0 | 0.17275 | 0.16411 | 0 | 0 | 1.0864 | 3.5759 | 0 | 0.17275 | -0.17275 | 4.7873 | 79.788 | 0.21164 | 0.18053 | 0 | 0 | 3.5759
2007-12-05 06:00 | 0.0047905 | 0 | -67.5846 | 90 | 0 | 0 | 0.15525 | 0.15525 | 0 | 0 | 0 | 0.15525 | 0 | 0 | 0 | 0 | 0 | 0.16342 | 0.15525 | 0 | 0 | 1.2783 | 3.4032 | 0 | 0.16342 | -0.16342 | 4.615 | 76.9169 | 0.21164 | 0.17078 | 0 | 0 | 3.4032
2007-12-05 07:00 | 0.024968 | 11.3432 | -64.7403 | 74.934 | 0.024918 | 0.044454 | 1.171 | 1.171 | 0 | 0 | 0 | 1.171 | 3.7963 | 0 | 2.2204e-16 | 0 | 0.044454 | 1.2326 | 1.171 | 0 | 0 | 1.4599 | 3.2398 | 0 | 1.1881 | -1.1881 | 3.3626 | 56.0435 | 0.21164 | 1.2881 | 0.035563 | 0 | 3.2842
2007-12-05 08:00 | 0.14776 | 24.4945 | -60.1477 | 61.2769 | 0.14788 | 0.26382 | 1.9219 | 1.9219 | 1.7 | 0 | 0.5202 | 1.9219 | 13.7274 | 0 | 0 | 0 | 0.26382 | 0.23356 | 0.22188 | 0 | 0 | 2.7801 | 2.0516 | 0.030267 | 0 | 0.030267 | 3.3913 | 56.5221 | 0.21165 | 2.1141 | 0.21106 | 1.7 | 2.3155
2007-12-05 09:00 | 0.0919 | 36.8832 | -52.906 | 48.0501 | 0.091568 | 0.16336 | 1.4332 | 1.4332 | 1.7 | 0 | 0.5202 | 1.4332 | 11.3984 | 0 | 0 | 0 | 0.16336 | 0 | 0 | 0.26684 | 0.25349 | 2.7498 | 2.0789 | 0.41685 | 0 | 0.41685 | 3.7868 | 63.1131 | 0.21167 | 1.5765 | 0.13069 | 1.7 | 2.2422
2007-12-05 10:00 | 0.43554 | 47.798 | -41.2914 | 35.8225 | 0.4446 | 0.79316 | 1.104 | 1.104 | 1.7 | 0 | 0.5202 | 1.104 | 71.8446 | 0 | 0 | 0 | 0.79316 | 0 | 0 | 0.59601 | 0.56621 | 2.3329 | 2.454 | 1.3594 | 0 | 1.3594 | 5.0764 | 84.6065 | 0.21172 | 1.2144 | 0.63453 | 1.7 | 3.2472
2007-12-05 11:00 | 0.63833 | 55.7723 | -22.841 | 26.1117 | 0.66975 | 1.1948 | 0 | 0 | 0 | 0 | 0 | 0 | 0 | 0.22125 | 0 | 0 | 1.1948 | 0 | 0 | 0 | 0 | 0.97357 | 3.6775 | 0.97357 | 0 | 0.97357 | 6 | 100 | 0.21161 | 0 | 0.95586 | 0 | 4.8723
2007-12-05 12:00 | 0.36285 | 58.4744 | 2.3537 | 22.5035 | 0.36335 | 0.64822 | 1.3974 | 1.3974 | 0.78164 | 0 | 0.26949 | 1.3974 | 46.3857 | 0 | 0 | 0 | 0.64822 | 0.64822 | 0.61581 | 0 | 0 | 0 | 4.5537 | 0 | 0 | 0 | 6 | 100 | 0.21161 | 1.5372 | 0.51857 | 1.7 | 5.2019
2007-12-05 13:00 | 0.2972 | 54.6696 | 26.6988 | 27.5234 | 0.29679 | 0.52947 | 1.4988 | 1.4988 | 0.99585 | 0 | 0.32797 | 1.4988 | 35.3251 | 0 | 0 | 0 | 0.52947 | 0.52947 | 0.503 | 0 | 0 | 0 | 4.5537 | 0 | 0 | 0 | 6 | 100 | 0.21161 | 1.6487 | 0.42357 | 1.7 | 5.0832
2007-12-05 14:00 | 0.14188 | 46.0192 | 43.7812 | 37.8742 | 0.14139 | 0.25225 | 0.99671 | 0.99671 | 0 | 0 | 0 | 0.99671 | 25.3078 | 0 | 0 | 0 | 0.25225 | 1.0492 | 0.99671 | 0 | 0 | 0 | 4.5537 | 0 | 0.79693 | -0.79693 | 5.16 | 85.9995 | 0.21161 | 1.0964 | 0.2018 | 0 | 4.8059
2007-12-05 15:00 | 0.23446 | 34.7637 | 54.4484 | 50.3488 | 0.23508 | 0.41938 | 1.7228 | 1.7228 | 1.7 | 0 | 0.5202 | 1.7228 | 24.3434 | 0 | 0 | 0 | 0.41938 | 0.023971 | 0.022773 | 0 | 0 | 0.88547 | 3.7568 | 0.39541 | 0 | 0.39541 | 5.5351 | 92.2515 | 0.21162 | 1.895 | 0.33551 | 1.7 | 4.1761
2007-12-05 16:00 | 0.29587 | 22.2019 | 61.1221 | 63.68 | 0.32666 | 0.58276 | 0 | 0 | 0 | 0 | 0 | 0 | 0 | 0.092695 | 0 | 0 | 0.58276 | 0 | 0 | 0 | 0 | 0.49006 | 4.1126 | 0.49006 | 0 | 0.49006 | 6 | 100 | 0.21157 | 0 | 0.4662 | 0 | 4.6954
2007-12-05 17:00 | 0.1331 | 8.9583 | 65.3564 | 77.3821 | 0.17221 | 0.30723 | 0.52529 | 0.52529 | 0 | 0 | 0 | 0.52529 | 58.4876 | 0 | 0 | 0 | 0.30723 | 0.55293 | 0.52529 | 0 | 0 | 0 | 4.5537 | 0 | 0.24571 | -0.24571 | 5.741 | 95.6834 | 0.21157 | 0.57782 | 0.24578 | 0 | 4.8609
2007-12-05 18:00 | 0.0017115 | 0 | 67.9423 | 90 | 0 | 0 | 1.0939 | 1.0939 | 0 | 0 | 0 | 1.0939 | 0 | 0 | 2.2204e-16 | 0 | 0 | 1.1515 | 1.0939 | 0 | 0 | 0.27301 | 4.308 | 0 | 1.1515 | -1.1515 | 4.5272 | 75.4536 | 0.21157 | 1.2033 | 0 | 0 | 4.308
2007-12-05 19:00 | 0 | 0 | 69.1936 | 90 | 0 | 0 | 1.4285 | 1.4285 | 1.7 | 0 | 0.5202 | 1.4285 | 0 | 0 | 0 | 0 | 0 | 0 | 0 | 0.27148 | 0.25791 | 1.5525 | 3.1565 | 0.25791 | 0 | 0.25791 | 4.7719 | 79.5314 | 0.21158 | 1.5714 | 0 | 1.7 | 3.1565
2007-12-05 20:00 | 0 | 0 | 69.038 | 90 | 0 | 0 | 1.7678 | 1.7678 | 1.7 | 0 | 0.5202 | 1.7678 | 0 | 0 | 0 | 0 | 0 | 0.071339 | 0.067772 | 0 | 0 | 1.2946 | 3.3886 | 0 | 0.071339 | -0.071339 | 4.6967 | 78.2781 | 0.21158 | 1.9445 | 0 | 1.7 | 3.3886
2007-12-05 21:00 | 0 | 0 | 66.8404 | 90 | 0 | 0 | 1.1466 | 1.1466 | 1.7 | 0 | 0.5202 | 1.1466 | 0 | 0 | 0 | 0 | 0 | 0 | 0 | 0.55345 | 0.52578 | 1.3738 | 3.3173 | 0.52578 | 0 | 0.52578 | 5.1955 | 86.5914 | 0.21161 | 1.2612 | 0 | 1.7 | 3.3173
2007-12-05 22:00 | 0 | 0 | 60.5183 | 90 | 0 | 0 | 0.43462 | 0.43462 | 0 | 0 | 0 | 0.43462 | 0 | 0 | 5.5511e-17 | 0 | 0 | 0.45749 | 0.43462 | 0 | 0 | 0.84804 | 3.7905 | 0 | 0.45749 | -0.45749 | 4.7133 | 78.5541 | 0.21161 | 0.47808 | 0 | 0 | 3.7905
2007-12-05 23:00 | 0 | 0 | 42.6588 | 90 | 0 | 0 | 0.38916 | 0.38916 | 0 | 0 | 0 | 0.38916 | 0 | 0 | 5.5511e-17 | 0 | 0 | 0.40964 | 0.38916 | 0 | 0 | 1.3564 | 3.333 | 0 | 0.40964 | -0.40964 | 4.2815 | 71.3574 | 0.21161 | 0.42807 | 0 | 0 | 3.333
2007-12-06 | 0 | 0 | -4.8399 | 90 | 0 | 0 | 0.060714 | 0.060714 | 0 | 0 | 0 | 0.060714 | 0 | 0 | 1.3878e-17 | 0 | 0 | 0.06391 | 0.060714 | 0 | 0 | 1.8115 | 2.9233 | 0 | 0.06391 | -0.06391 | 4.2141 | 70.2346 | 0.21161 | 0.066786 | 0 | 0 | 2.9233
2007-12-06 01:00 | 0 | 0 | -47.02 | 90 | 0 | 0 | 0.47265 | 0.47265 | 0 | 0 | 0 | 0.47265 | 0 | 0 | 5.5511e-17 | 0 | 0 | 0.49753 | 0.47265 | 0 | 0 | 1.8825 | 2.8594 | 0 | 0.49753 | -0.49753 | 3.6896 | 61.494 | 0.21161 | 0.51992 | 0 | 0 | 2.8594
2007-12-06 02:00 | 0 | 0 | -61.8909 | 90 | 0 | 0 | 0.17615 | 0.17615 | 0 | 0 | 0 | 0.17615 | 0 | 0 | 2.7756e-17 | 0 | 0 | 0.18543 | 0.17615 | 0 | 0 | 2.4353 | 2.3619 | 0 | 0.18543 | -0.18543 | 3.4942 | 58.2364 | 0.21161 | 0.19377 | 0 | 0 | 2.3619
2007-12-06 03:00 | 0 | 0 | -67.2672 | 90 | 0 | 0 | 0.26812 | 0.26812 | 0 | 0 | 0 | 0.26812 | 0 | 0 | 0 | 0 | 0 | 0.28224 | 0.26812 | 0 | 0 | 2.6414 | 2.1765 | 0 | 0.28224 | -0.28224 | 3.1967 | 53.278 | 0.21161 | 0.29494 | 0 | 0 | 2.1765
2007-12-06 04:00 | 0 | 0 | -69.053 | 90 | 0 | 0 | 0.11086 | 0.11086 | 0 | 0 | 0 | 0.11086 | 0 | 0 | 1.3878e-17 | 0 | 0 | 0.1167 | 0.11086 | 0 | 0 | 2.955 | 1.8942 | 0 | 0.1167 | -0.1167 | 3.0737 | 51.2278 | 0.21161 | 0.12195 | 0 | 0 | 1.8942
2007-12-06 05:00 | 0 | 0 | -68.9562 | 90 | 0 | 0 | 0.0255 | 0.0255 | 0 | 0 | 0 | 0.0255 | 0 | 0 | 0 | 0 | 0 | 0.026842 | 0.0255 | 0 | 0 | 3.0846 | 1.7775 | 0 | 0.026842 | -0.026842 | 3.0454 | 50.7563 | 0.21161 | 0.02805 | 0 | 0 | 1.7775
2007-12-06 06:00 | 0.0083797 | 0 | -67.4883 | 90 | 0 | 0 | 0.41503 | 0.41503 | 0 | 0 | 0 | 0.41503 | 0 | 0 | 5.5511e-17 | 0 | 0 | 0.43688 | 0.41503 | 0 | 0 | 3.1145 | 1.7507 | 0 | 0.43688 | -0.43688 | 2.5849 | 43.0811 | 0.21161 | 0.45654 | 0 | 0 | 1.7507
2007-12-06 07:00 | 0.15009 | 11.2274 | -64.654 | 75.0362 | 0.17852 | 0.31847 | 1.2326 | 1.2326 | 1.7 | 0 | 0.5202 | 1.2326 | 25.8366 | 0 | 0 | 0 | 0.31847 | 0 | 0 | 0.46735 | 0.44398 | 3.5999 | 1.3138 | 0.76246 | 0 | 0.76246 | 3.3082 | 55.1366 | 0.21165 | 1.3559 | 0.25478 | 1.7 | 1.6323
2007-12-06 08:00 | 0.38162 | 24.3689 | -60.0715 | 61.3901 | 0.43235 | 0.77132 | 2.0298 | 2.0298 | 1.7 | 0 | 0.5202 | 2.0298 | 38.0003 | 0 | 0 | 0 | 0.77132 | 0.34712 | 0.32977 | 0 | 0 | 2.8374 | 2 | 0.42419 | 0 | 0.42419 | 3.7106 | 61.8437 | 0.21167 | 2.2327 | 0.61705 | 1.7 | 2.7713
2007-12-06 09:00 | 0.52107 | 36.7479 | -52.8463 | 48.1755 | 0.56597 | 1.0097 | 3.1336 | 3.08 | 1.7 | 0 | 0.5202 | 3.08 | 32.7824 | 2.2204e-16 | 0.053631 | 0.36699 | 1.0097 | 1.4526 | 1.38 | 0 | 0 | 2.4132 | 2.3818 | 0 | 0.44294 | -0.44294 | 3.2437 | 54.0622 | 0.21167 | 3.447 | 0.80776 | 1.7 | 3.3915
2007-12-06 10:00 | 0.85556 | 47.6552 | -41.2698 | 35.9605 | 0.93359 | 1.6655 | 0.60312 | 0.60312 | 1.7 | 0 | 0.5202 | 0.60312 | 276.1498 | 0 | 0 | 0 | 1.6655 | 0 | 0 | 1.0969 | 1.042 | 2.9054 | 1.9389 | 2.7076 | 0 | 2.7076 | 5.8123 | 96.8722 | 0.21157 | 0.66343 | 1.3324 | 1.7 | 3.6044
2007-12-06 11:00 | 0.94931 | 55.6333 | -22.9047 | 26.2542 | 1.028 | 1.834 | 0.32421 | 0.32421 | 0 | 0 | 0 | 0.32421 | 565.6783 | 1.2949 | 0 | 0 | 1.834 | 0.34128 | 0.32421 | 0 | 0 | 0.19782 | 4.3757 | 0.19782 | 0 | 0.19782 | 6 | 100 | 0.21154 | 0.35664 | 1.4672 | 0 | 6.2097
2007-12-06 12:00 | 0.95531 | 58.3668 | 2.1723 | 22.6095 | 1.0322 | 1.8415 | 0 | 0 | 0 | 0 | 0 | 0 | 0 | 1.8415 | 0 | 0 | 1.8415 | 0 | 0 | 0 | 0 | 0 | 4.5537 | 0 | 0 | 0 | 6 | 100 | 0.21154 | 0 | 1.4732 | 0 | 6.3952
2007-12-06 13:00 | 0.93578 | 54.6149 | 26.4695 | 27.5572 | 1.0142 | 1.8093 | 1.1228 | 1.1228 | 0 | 0 | 0 | 1.1228 | 161.145 | 0.62743 | 0 | 0 | 1.8093 | 1.1819 | 1.1228 | 0 | 0 | 0 | 4.5537 | 0 | 0 | 0 | 6 | 100 | 0.21154 | 1.2351 | 1.4474 | 0 | 6.363
2007-12-06 14:00 | 0.88122 | 46.0108 | 43.575 | 37.8572 | 0.96408 | 1.7199 | 0.9948 | 0.9948 | 0 | 0 | 0 | 0.9948 | 172.89 | 0.67275 | 0 | 0 | 1.7199 | 1.0472 | 0.9948 | 0 | 0 | 0 | 4.5537 | 0 | 0 | 0 | 6 | 100 | 0.21154 | 1.0943 | 1.3759 | 0 | 6.2736
2007-12-06 15:00 | 0.58929 | 34.7871 | 54.276 | 50.3023 | 0.65455 | 1.1677 | 1.2031 | 1.2031 | 0 | 0 | 0 | 1.2031 | 97.0552 | 0 | 0 | 0 | 1.1677 | 1.2665 | 1.2031 | 0 | 0 | 0 | 4.5537 | 0 | 0.098753 | -0.098753 | 5.8959 | 98.2651 | 0.21154 | 1.3235 | 0.93417 | 0 | 5.7214
2007-12-06 16:00 | 0.36758 | 22.2472 | 60.975 | 63.6144 | 0.42369 | 0.75587 | 0.63379 | 0.63379 | 0 | 0 | 0 | 0.63379 | 119.2617 | 0 | 0 | 0 | 0.75587 | 0.66715 | 0.63379 | 0 | 0 | 0.10973 | 4.4549 | 0.088721 | 0 | 0.088721 | 5.9801 | 99.6679 | 0.21153 | 0.69717 | 0.60469 | 0 | 5.2108
2007-12-06 17:00 | 0.1367 | 9.0196 | 65.2251 | 77.3025 | 0.17825 | 0.31799 | 2.6626 | 2.6626 | 1.7 | 0 | 0.5202 | 2.6626 | 11.9429 | 0 | 0 | 0 | 0.31799 | 1.0133 | 0.9626 | 0 | 0 | 0.021004 | 4.5348 | 0 | 0.69527 | -0.69527 | 5.2472 | 87.4533 | 0.21153 | 2.9289 | 0.25439 | 1.7 | 4.8528
2007-12-06 18:00 | 0.0025779 | 0 | 67.8192 | 90 | 0 | 0 | 2.1532 | 2.1532 | 1.7 | 0 | 0.5202 | 2.1532 | 0 | 0 | 0 | 0 | 0 | 0.4771 | 0.45324 | 0 | 0 | 0.79352 | 3.8395 | 0 | 0.4771 | -0.4771 | 4.7443 | 79.0716 | 0.21153 | 2.3686 | 0 | 1.7 | 3.8395
2007-12-06 19:00 | 0 | 0 | 69.0723 | 90 | 0 | 0 | 0.83535 | 0.83535 | 1.7 | 0 | 0.5202 | 0.83535 | 0 | 0 | 0 | 0 | 0 | 0 | 0 | 0.86465 | 0.82141 | 1.3236 | 3.3624 | 0.82141 | 0 | 0.82141 | 5.5236 | 92.0593 | 0.21158 | 0.91889 | 0 | 1.7 | 3.3624
2007-12-06 20:00 | 0 | 0 | 68.913 | 90 | 0 | 0 | 2.0153 | 2.0153 | 1.7 | 0 | 0.5202 | 2.0153 | 0 | 0 | 0 | 0 | 0 | 0.33186 | 0.31527 | 0 | 0 | 0.50222 | 4.1017 | 0 | 0.33186 | -0.33186 | 5.1738 | 86.229 | 0.21158 | 2.2168 | 0 | 1.7 | 4.1017
2007-12-06 21:00 | 0 | 0 | 66.7068 | 90 | 0 | 0 | 2.7846 | 2.7846 | 1.7 | 0 | 0.5202 | 2.7846 | 0 | 0 | 0 | 0 | 0 | 1.1416 | 1.0846 | 0 | 0 | 0.87095 | 3.7698 | 0 | 1.1416 | -1.1416 | 3.9704 | 66.1725 | 0.21158 | 3.063 | 0 | 1.7 | 3.7698
2007-12-06 22:00 | 0 | 0 | 60.3801 | 90 | 0 | 0 | 0.51076 | 0.51076 | 1.7 | 0 | 0.5202 | 0.51076 | 0 | 0 | 0 | 0 | 0 | 0 | 0 | 1.1892 | 1.1298 | 2.1394 | 2.6282 | 1.1298 | 0 | 1.1298 | 5.0422 | 84.0358 | 0.21165 | 0.56184 | 0 | 1.7 | 2.6282
2007-12-06 23:00 | 0 | 0 | 42.6019 | 90 | 0 | 0 | 0.22989 | 0.22989 | 0 | 0 | 0 | 0.22989 | 0 | 0 | 2.7756e-17 | 0 | 0 | 0.24199 | 0.22989 | 0 | 0 | 1.0097 | 3.645 | 0 | 0.24199 | -0.24199 | 4.7871 | 79.7845 | 0.21165 | 0.25288 | 0 | 0 | 3.645
2007-12-07 | 0 | 0 | -4.4138 | 90 | 0 | 0 | 0.44014 | 0.44014 | 0 | 0 | 0 | 0.44014 | 0 | 0 | 5.5511e-17 | 0 | 0 | 0.46331 | 0.44014 | 0 | 0 | 1.2785 | 3.403 | 0 | 0.46331 | -0.46331 | 4.2987 | 71.6451 | 0.21165 | 0.48416 | 0 | 0 | 3.403
2007-12-07 01:00 | 0 | 0 | -46.6251 | 90 | 0 | 0 | 0.4173 | 0.4173 | 0 | 0 | 0 | 0.4173 | 0 | 0 | 5.5511e-17 | 0 | 0 | 0.43926 | 0.4173 | 0 | 0 | 1.7933 | 2.9397 | 0 | 0.43926 | -0.43926 | 3.8357 | 63.928 | 0.21165 | 0.45903 | 0 | 0 | 2.9397
2007-12-07 02:00 | 0 | 0 | -61.6522 | 90 | 0 | 0 | 0.34795 | 0.34795 | 0 | 0 | 0 | 0.34795 | 0 | 0 | 5.5511e-17 | 0 | 0 | 0.36626 | 0.34795 | 0 | 0 | 2.2814 | 2.5004 | 0 | 0.36626 | -0.36626 | 3.4496 | 57.4935 | 0.21165 | 0.38274 | 0 | 0 | 2.5004
2007-12-07 03:00 | 0 | 0 | -67.1033 | 90 | 0 | 0 | 0.29707 | 0.29707 | 0 | 0 | 0 | 0.29707 | 0 | 0 | 5.5511e-17 | 0 | 0 | 0.3127 | 0.29707 | 0 | 0 | 2.6883 | 2.1342 | 0 | 0.3127 | -0.3127 | 3.12 | 52 | 0.21165 | 0.32677 | 0 | 0 | 2.1342
2007-12-07 04:00 | 0 | 0 | -68.9274 | 90 | 0 | 0 | 0.54019 | 0.54019 | 0 | 0 | 0 | 0.54019 | 0 | 0 | 0 | 0 | 0 | 0.56863 | 0.54019 | 0 | 0 | 3.0358 | 1.8215 | 0 | 0.56863 | -0.56863 | 2.5206 | 42.0102 | 0.21165 | 0.59421 | 0 | 0 | 1.8215
2007-12-07 05:00 | 0 | 0 | -68.8527 | 90 | 0 | 0 | 0.52736 | 0.52736 | 0 | 0 | 0 | 0.52736 | 0 | 0 | 0 | 0 | 0 | 0.55511 | 0.52736 | 0 | 0 | 3.6676 | 1.2528 | 0 | 0.55511 | -0.55511 | 1.9355 | 32.2579 | 0.21165 | 0.58009 | 0 | 0 | 1.2528
2007-12-07 06:00 | 0.013308 | 0 | -67.3987 | 90 | 0 | 0 | 0.3734 | 0.3734 | 0 | 0 | 0 | 0.3734 | 0 | 0 | 5.5511e-17 | 0 | 0 | 0.39306 | 0.3734 | 0 | 0 | 4.2844 | 0.69774 | 0 | 0.39306 | -0.39306 | 1.5212 | 25.3527 | 0.21165 | 0.41074 | 0 | 0 | 0.69774
2007-12-07 07:00 | 0.20794 | 11.1116 | -64.5747 | 75.1393 | 0.27267 | 0.48643 | 1.849 | 1.849 | 1.7 | 0 | 0.5202 | 1.849 | 26.308 | 0 | 0 | 0 | 0.48643 | 0.15684 | 0.149 | 0 | 0 | 4.7211 | 0.30468 | 0.32959 | 0 | 0.32959 | 1.8338 | 30.564 | 0.21167 | 2.0339 | 0.38915 | 1.7 | 0.79111
2007-12-07 08:00 | 0.43344 | 24.2443 | -60.0027 | 61.5036 | 0.49909 | 0.89037 | 0.91964 | 0.91964 | 1.7 | 0 | 0.5202 | 0.91964 | 96.8172 | 0 | 0 | 0 | 0.89037 | 0 | 0 | 0.78036 | 0.74134 | 4.3915 | 0.60131 | 1.6317 | 0 | 1.6317 | 3.3818 | 56.3636 | 0.21169 | 1.0116 | 0.7123 | 1.7 | 1.4917
2007-12-07 09:00 | 0.59486 | 36.6147 | -52.7949 | 48.2999 | 0.6568 | 1.1717 | 3.5613 | 3.08 | 1.7 | 0 | 0.5202 | 3.08 | 38.043 | 0 | 0.48132 | 0.83745 | 1.1717 | 1.4526 | 1.38 | 0 | 0 | 2.7598 | 2.0699 | 0 | 0.28091 | -0.28091 | 3.0857 | 51.4286 | 0.21169 | 3.9175 | 0.93738 | 1.7 | 3.2416
2007-12-07 10:00 | 0.76352 | 47.516 | -41.2569 | 36.0959 | 0.8314 | 1.4832 | 2.264 | 2.264 | 1.7 | 0 | 0.5202 | 2.264 | 65.5135 | 0 | 0 | 0 | 1.4832 | 0.59366 | 0.56398 | 0 | 0 | 3.0719 | 1.7889 | 0.88955 | 0 | 0.88955 | 3.9296 | 65.4936 | 0.21172 | 2.4904 | 1.1866 | 1.7 | 3.2722
2007-12-07 11:00 | 0.94311 | 55.4997 | -22.9754 | 26.3921 | 1.0217 | 1.8227 | 1.9559 | 1.9559 | 1.7 | 0 | 0.5202 | 1.9559 | 93.1878 | 0 | 0 | 0 | 1.8227 | 0.26937 | 0.2559 | 0 | 0 | 2.1824 | 2.5895 | 1.5533 | 0 | 1.5533 | 5.4032 | 90.0532 | 0.21173 | 2.1515 | 1.4581 | 1.7 | 4.4122
2007-12-07 12:00 | 0.7967 | 58.2657 | 1.9894 | 22.7092 | 0.8536 | 1.5228 | 1.0765 | 1.0765 | 0 | 0 | 0 | 1.0765 | 141.4649 | 0 | 0 | 0 | 1.5228 | 1.1331 | 1.0765 | 0 | 0 | 0.62909 | 3.9875 | 0.3897 | 0 | 0.3897 | 5.7729 | 96.2149 | 0.21168 | 1.1841 | 1.2183 | 0 | 5.5103
2007-12-07 13:00 | 0.94775 | 54.5665 | 26.2438 | 27.5854 | 1.0276 | 1.8333 | 0 | 0 | 0 | 0 | 0 | 0 | 0 | 1.5939 | 0 | 0 | 1.8333 | 0 | 0 | 0 | 0 | 0.23939 | 4.3382 | 0.23939 | 0 | 0.23939 | 6 | 100 | 0.21165 | 0 | 1.4666 | 0 | 6.1715
2007-12-07 14:00 | 0.79439 | 46.0077 | 43.3742 | 37.8357 | 0.86839 | 1.5492 | 1.0424 | 1.0424 | 0 | 0 | 0 | 1.0424 | 148.6248 | 0.45199 | 0 | 0 | 1.5492 | 1.0972 | 1.0424 | 0 | 0 | 0 | 4.5537 | 0 | 0 | 0 | 6 | 100 | 0.21165 | 1.1466 | 1.2394 | 0 | 6.1029
2007-12-07 15:00 | 0.58663 | 34.815 | 54.1096 | 50.2522 | 0.65159 | 1.1624 | 2.5238 | 2.5238 | 1.4195 | 0 | 0.44361 | 2.5238 | 46.0592 | 0 | 0 | 0 | 1.1624 | 1.1624 | 1.1043 | 0 | 0 | 0 | 4.5537 | 0 | 0 | 0 | 6 | 100 | 0.21165 | 2.7762 | 0.92994 | 1.7 | 5.7161
2007-12-07 16:00 | 0.23568 | 22.2961 | 60.8339 | 63.546 | 0.24764 | 0.4418 | 0 | 0 | 0 | 0 | 0 | 0 | 0 | 0.4418 | 0 | 0 | 0.4418 | 0 | 0 | 0 | 0 | 0 | 4.5537 | 0 | 0 | 0 | 6 | 100 | 0.21165 | 0 | 0.35344 | 0 | 4.9955
2007-12-07 17:00 | 0.098952 | 9.084 | 65.0999 | 77.2207 | 0.11129 | 0.19854 | 1.03 | 1.03 | 0 | 0 | 0 | 1.03 | 19.2761 | 0 | 0 | 0 | 0.19854 | 1.0842 | 1.03 | 0 | 0 | 0 | 4.5537 | 0 | 0.88567 | -0.88567 | 5.0664 | 84.4404 | 0.21165 | 1.133 | 0.15884 | 0 | 4.7522
2007-12-07 18:00 | 0.00318 | 0 | 67.7024 | 90 | 0 | 0 | 0.033615 | 0.033615 | 0 | 0 | 0 | 0.033615 | 0 | 0 | 6.9389e-18 | 0 | 0 | 0.035384 | 0.033615 | 0 | 0 | 0.98408 | 3.668 | 0 | 0.035384 | -0.035384 | 5.0291 | 83.8188 | 0.21165 | 0.036977 | 0 | 0 | 3.668
2007-12-07 19:00 | 0 | 0 | 68.9581 | 90 | 0 | 0 | 1.1889 | 1.1889 | 0 | 0 | 0 | 1.1889 | 0 | 0 | 2.2204e-16 | 0 | 0 | 1.2515 | 1.1889 | 0 | 0 | 1.0234 | 3.6326 | 0 | 1.2515 | -1.2515 | 3.71 | 61.8327 | 0.21165 | 1.3078 | 0 | 0 | 3.6326
2007-12-07 20:00 | 0 | 0 | 68.7962 | 90 | 0 | 0 | 2.9445 | 2.9445 | 1.7 | 0 | 0.5202 | 2.9445 | 0 | 0 | 0 | 0.15898 | 0 | 1.31 | 1.2445 | 0 | 0 | 2.4139 | 2.3812 | 0 | 1.31 | -1.31 | 2.3291 | 38.8179 | 0.21165 | 3.239 | 0 | 1.7 | 2.3812
2007-12-07 21:00 | 0 | 0 | 66.5836 | 90 | 0 | 0 | 0.44286 | 0.44286 | 1.7 | 0 | 0.5202 | 0.44286 | 0 | 0 | 0 | 0 | 0 | 0 | 0 | 1.2571 | 1.1943 | 3.8695 | 1.0711 | 1.1943 | 0 | 1.1943 | 3.4621 | 57.7011 | 0.21173 | 0.48715 | 0 | 1.7 | 1.0711
2007-12-07 22:00 | 0 | 0 | 60.2561 | 90 | 0 | 0 | 0.095875 | 0.095875 | 1.5485 | 0 | 0.47884 | 0.095875 | 0 | 2.2204e-16 | 0 | 0 | 0 | 0 | 0 | 1.4526 | 1.38 | 2.6752 | 2.146 | 1.38 | 0 | 1.38 | 4.7713 | 79.5208 | 0.21175 | 0.10546 | 0 | 1.7 | 2.146
2007-12-07 23:00 | 0 | 0 | 42.564 | 90 | 0 | 0 | 0.32722 | 0.32722 | 1.6906 | 0 | 0.51764 | 0.32722 | 0 | 0 | 0 | 0 | 0 | 0 | 0 | 1.3634 | 1.2952 | 1.2952 | 3.388 | 1.2952 | 0 | 1.2952 | 6 | 100 | 0.21182 | 0.35994 | 0 | 1.7 | 3.388
2007-12-08 | 0 | 0 | -3.9892 | 90 | 0 | 0 | 0.15695 | 0.15695 | 0 | 0 | 0 | 0.15695 | 0 | 0 | 2.7756e-17 | 0 | 0 | 0.16521 | 0.15695 | 0 | 0 | 0 | 4.5537 | 0 | 0.16521 | -0.16521 | 5.8259 | 97.0975 | 0.21182 | 0.17265 | 0 | 0 | 4.5537
2007-12-08 01:00 | 0 | 0 | -46.2418 | 90 | 0 | 0 | 0.16698 | 0.16698 | 0 | 0 | 0 | 0.16698 | 0 | 0 | 0 | 0 | 0 | 0.17577 | 0.16698 | 0 | 0 | 0.18357 | 4.3885 | 0 | 0.17577 | -0.17577 | 5.6406 | 94.0095 | 0.21182 | 0.18368 | 0 | 0 | 4.3885
2007-12-08 02:00 | 0 | 0 | -61.4235 | 90 | 0 | 0 | 0 | 0 | 0 | 0 | 0 | 0 | 0 | 0 | 0 | 0 | 0 | 0 | 0 | 0 | 0 | 0.37887 | 4.2127 | 0 | 0 | 0 | 5.6406 | 94.0095 | 0.21182 | 0 | 0 | 0 | 4.2127
2007-12-08 03:00 | 0 | 0 | -66.9477 | 90 | 0 | 0 | 0 | 0 | 0 | 0 | 0 | 0 | 0 | 0 | 0 | 0 | 0 | 0 | 0 | 0 | 0 | 0.37887 | 4.2127 | 0 | 0 | 0 | 5.6406 | 94.0095 | 0.21182 | 0 | 0 | 0 | 4.2127
2007-12-08 04:00 | 0 | 0 | -68.8093 | 90 | 0 | 0 | 0.15405 | 0.15405 | 0 | 0 | 0 | 0.15405 | 0 | 0 | 2.7756e-17 | 0 | 0 | 0.16216 | 0.15405 | 0 | 0 | 0.37887 | 4.2127 | 0 | 0.16216 | -0.16216 | 5.4696 | 91.1606 | 0.21182 | 0.16946 | 0 | 0 | 4.2127
2007-12-08 05:00 | 0 | 0 | -68.7561 | 90 | 0 | 0 | 0.046458 | 0.046458 | 0 | 0 | 0 | 0.046458 | 0 | 0 | 6.9389e-18 | 0 | 0 | 0.048903 | 0.046458 | 0 | 0 | 0.55905 | 4.0505 | 0 | 0.048903 | -0.048903 | 5.4181 | 90.3015 | 0.21182 | 0.051103 | 0 | 0 | 4.0505
2007-12-08 06:00 | 0.011545 | 0 | -67.316 | 90 | 0 | 0 | 0 | 0 | 0 | 0 | 0 | 0 | 0 | 0 | 0 | 0 | 0 | 0 | 0 | 0 | 0 | 0.61339 | 4.0016 | 0 | 0 | 0 | 5.4181 | 90.3015 | 0.21182 | 0 | 0 | 0 | 4.0016
2007-12-08 07:00 | 0.19849 | 10.996 | -64.5025 | 75.2432 | 0.26015 | 0.4641 | 0 | 0 | 0 | 0 | 0 | 0 | 0 | 0 | 0 | 0 | 0.4641 | 0 | 0 | 0 | 0 | 0.61339 | 4.0016 | 0.4641 | 0 | 0.4641 | 5.8584 | 97.6396 | 0.21176 | 0 | 0.37128 | 0 | 4.4657
2007-12-08 08:00 | 0.44026 | 24.1207 | -59.9416 | 61.617 | 0.50803 | 0.90633 | 0.57844 | 0.57844 | 0 | 0 | 0 | 0.57844 | 156.684 | 0.14816 | 0 | 0 | 0.90633 | 0.60889 | 0.57844 | 0 | 0 | 0.14928 | 4.4193 | 0.14928 | 0 | 0.14928 | 6 | 100 | 0.21174 | 0.63629 | 0.72506 | 0 | 5.3257
2007-12-08 09:00 | 0.68143 | 36.4836 | -52.7517 | 48.4233 | 0.75703 | 1.3505 | 1.7635 | 1.7635 | 0.48047 | 0 | 0.18727 | 1.7635 | 76.5837 | 0 | 0 | 0 | 1.3505 | 1.3505 | 1.283 | 0 | 0 | 0 | 4.5537 | 0 | 0 | 0 | 6 | 100 | 0.21174 | 1.9398 | 1.0804 | 1.7 | 5.9042
2007-12-08 10:00 | 0.77754 | 47.3805 | -41.2525 | 36.2289 | 0.84781 | 1.5125 | 0.67308 | 0.67308 | 0 | 0 | 0 | 0.67308 | 224.711 | 0.80398 | 0 | 0 | 1.5125 | 0.7085 | 0.67308 | 0 | 0 | 0 | 4.5537 | 0 | 0 | 0 | 6 | 100 | 0.21174 | 0.74039 | 1.21 | 0 | 6.0662
2007-12-08 11:00 | 0.86097 | 55.3715 | -23.053 | 26.5252 | 0.93133 | 1.6615 | 0 | 0 | 0 | 0 | 0 | 0 | 0 | 1.6615 | 0 | 0 | 1.6615 | 0 | 0 | 0 | 0 | 0 | 4.5537 | 0 | 0 | 0 | 6 | 100 | 0.21174 | 0 | 1.3292 | 0 | 6.2152
2007-12-08 12:00 | 0.98466 | 58.1711 | 1.805 | 22.8025 | 1.065 | 1.8999 | 0.12674 | 0.12674 | 0 | 0 | 0 | 0.12674 | 1499.073 | 1.7665 | 0 | 0 | 1.8999 | 0.13341 | 0.12674 | 0 | 0 | 0 | 4.5537 | 0 | 0 | 0 | 6 | 100 | 0.21174 | 0.13942 | 1.52 | 0 | 6.4536
2007-12-08 13:00 | 0.86088 | 54.5242 | 26.0217 | 27.6079 | 0.93223 | 1.6631 | 1.1389 | 1.1389 | 0 | 0 | 0 | 1.1389 | 146.0293 | 0.46428 | 0 | 0 | 1.6631 | 1.1988 | 1.1389 | 0 | 0 | 0 | 4.5537 | 0 | 0 | 0 | 6 | 100 | 0.21174 | 1.2528 | 1.3305 | 0 | 6.2168
2007-12-08 14:00 | 0.6239 | 46.0099 | 43.179 | 37.8098 | 0.66951 | 1.1944 | 0 | 0 | 0 | 0 | 0 | 0 | 0 | 1.1944 | 0 | 0 | 1.1944 | 0 | 0 | 0 | 0 | 0 | 4.5537 | 0 | 0 | 0 | 6 | 100 | 0.21174 | 0 | 0.95552 | 0 | 5.7481
2007-12-08 15:00 | 0.59801 | 34.8472 | 53.9492 | 50.1986 | 0.66514 | 1.1866 | 1.3976 | 1.3976 | 0.425 | 0 | 0.17213 | 1.3976 | 84.9 | 0.16276 | 0 | 0 | 1.1866 | 1.0238 | 0.97265 | 0 | 0 | 0 | 4.5537 | 0 | 0 | 0 | 6 | 100 | 0.21174 | 1.5374 | 0.94928 | 1.7 | 5.7403
2007-12-08 16:00 | 0.40287 | 22.3488 | 60.6988 | 63.4749 | 0.46871 | 0.83618 | 1.8103 | 1.8103 | 1.0159 | 0 | 0.33344 | 1.8103 | 46.1909 | 0 | 0 | 0 | 0.83618 | 0.83618 | 0.79437 | 0 | 0 | 0 | 4.5537 | 0 | 0 | 0 | 6 | 100 | 0.21174 | 1.9913 | 0.66894 | 1.7 | 5.3899
2007-12-08 17:00 | 0.13957 | 9.1515 | 64.9807 | 77.1368 | 0.18218 | 0.32501 | 0.66523 | 0.66523 | 0 | 0 | 0 | 0.66523 | 48.8565 | 0 | 0 | 0 | 0.32501 | 0.70024 | 0.66523 | 0 | 0 | 0 | 4.5537 | 0 | 0.37523 | -0.37523 | 5.6045 | 93.4079 | 0.21174 | 0.73175 | 0.26 | 0 | 4.8787
2007-12-08 18:00 | 0.0022686 | 0 | 67.5921 | 90 | 0 | 0 | 1.4985 | 1.4985 | 1.7 | 0 | 0.5202 | 1.4985 | 0 | 0 | 0 | 0 | 0 | 0 | 0 | 0.20149 | 0.19142 | 0.41692 | 4.1785 | 0.19142 | 0 | 0.19142 | 5.7861 | 96.4345 | 0.21175 | 1.6484 | 0 | 1.7 | 4.1785
2007-12-08 19:00 | 0 | 0 | 68.8509 | 90 | 0 | 0 | 1.5707 | 1.5707 | 1.7 | 0 | 0.5202 | 1.5707 | 0 | 0 | 0 | 0 | 0 | 0 | 0 | 0.12934 | 0.12287 | 0.22551 | 4.3507 | 0.12287 | 0 | 0.12287 | 5.9026 | 98.3772 | 0.21176 | 1.7277 | 0 | 1.7 | 4.3507
2007-12-08 20:00 | 0 | 0 | 68.6876 | 90 | 0 | 0 | 0.20673 | 0.20673 | 0 | 0 | 0 | 0.20673 | 0 | 0 | 2.7756e-17 | 0 | 0 | 0.21761 | 0.20673 | 0 | 0 | 0.10264 | 4.4613 | 0 | 0.21761 | -0.21761 | 5.6733 | 94.5542 | 0.21176 | 0.2274 | 0 | 0 | 4.4613
2007-12-08 21:00 | 0 | 0 | 66.4707 | 90 | 0 | 0 | 0.68572 | 0.68572 | 0 | 0 | 0 | 0.68572 | 0 | 0 | 0 | 0 | 0 | 0.72182 | 0.68572 | 0 | 0 | 0.34442 | 4.2437 | 0 | 0.72182 | -0.72182 | 4.9124 | 81.8733 | 0.21176 | 0.7543 | 0 | 0 | 4.2437
2007-12-08 22:00 | 0 | 0 | 60.1461 | 90 | 0 | 0 | 0.23512 | 0.23512 | 0 | 0 | 0 | 0.23512 | 0 | 0 | 0 | 0 | 0 | 0.24749 | 0.23512 | 0 | 0 | 1.1464 | 3.5219 | 0 | 0.24749 | -0.24749 | 4.6515 | 77.5253 | 0.21176 | 0.25863 | 0 | 0 | 3.5219
2007-12-08 23:00 | 0 | 0 | 42.5444 | 90 | 0 | 0 | 0.32741 | 0.32741 | 0 | 0 | 0 | 0.32741 | 0 | 0 | 5.5511e-17 | 0 | 0 | 0.34464 | 0.32741 | 0 | 0 | 1.4214 | 3.2744 | 0 | 0.34464 | -0.34464 | 4.2882 | 71.4705 | 0.21176 | 0.36015 | 0 | 0 | 3.2744
2007-12-09 | 0 | 0 | -3.5659 | 90 | 0 | 0 | 0.2267 | 0.2267 | 0 | 0 | 0 | 0.2267 | 0 | 0 | 0 | 0 | 0 | 0.23863 | 0.2267 | 0 | 0 | 1.8044 | 2.9298 | 0 | 0.23863 | -0.23863 | 4.0367 | 67.2782 | 0.21176 | 0.24937 | 0 | 0 | 2.9298
2007-12-09 01:00 | 0 | 0 | -45.8701 | 90 | 0 | 0 | 0 | 0 | 0 | 0 | 0 | 0 | 0 | 0 | 0 | 0 | 0 | 0 | 0 | 0 | 0 | 2.0695 | 2.6911 | 0 | 0 | 0 | 4.0367 | 67.2782 | 0.21176 | 0 | 0 | 0 | 2.6911
2007-12-09 02:00 | 0 | 0 | -61.2049 | 90 | 0 | 0 | 0.24006 | 0.24006 | 0 | 0 | 0 | 0.24006 | 0 | 0 | 2.7756e-17 | 0 | 0 | 0.2527 | 0.24006 | 0 | 0 | 2.0695 | 2.6911 | 0 | 0.2527 | -0.2527 | 3.7703 | 62.8388 | 0.21176 | 0.26407 | 0 | 0 | 2.6911
2007-12-09 03:00 | 0 | 0 | -66.8005 | 90 | 0 | 0 | 0.29076 | 0.29076 | 0 | 0 | 0 | 0.29076 | 0 | 0 | 0 | 0 | 0 | 0.30607 | 0.29076 | 0 | 0 | 2.3503 | 2.4384 | 0 | 0.30607 | -0.30607 | 3.4477 | 57.4617 | 0.21176 | 0.31984 | 0 | 0 | 2.4384
2007-12-09 04:00 | 0 | 0 | -68.6985 | 90 | 0 | 0 | 0.33457 | 0.33457 | 0 | 0 | 0 | 0.33457 | 0 | 0 | 5.5511e-17 | 0 | 0 | 0.35217 | 0.33457 | 0 | 0 | 2.6904 | 2.1324 | 0 | 0.35217 | -0.35217 | 3.0765 | 51.2747 | 0.21176 | 0.36802 | 0 | 0 | 2.1324
2007-12-09 05:00 | 0 | 0 | -68.6665 | 90 | 0 | 0 | 0.22977 | 0.22977 | 0 | 0 | 0 | 0.22977 | 0 | 0 | 2.7756e-17 | 0 | 0 | 0.24187 | 0.22977 | 0 | 0 | 3.0817 | 1.7802 | 0 | 0.24187 | -0.24187 | 2.8215 | 47.0255 | 0.21176 | 0.25275 | 0 | 0 | 1.7802
2007-12-09 06:00 | 0.010846 | 0 | -67.2401 | 90 | 0 | 0 | 0.17067 | 0.17067 | 0 | 0 | 0 | 0.17067 | 0 | 0 | 2.7756e-17 | 0 | 0 | 0.17965 | 0.17067 | 0 | 0 | 3.3504 | 1.5383 | 0 | 0.17965 | -0.17965 | 2.6322 | 43.8694 | 0.21176 | 0.18773 | 0 | 0 | 1.5383
2007-12-09 07:00 | 0.18574 | 10.8808 | -64.4372 | 75.3479 | 0.24184 | 0.43144 | 3.9125 | 3.08 | 1.7 | 0 | 0.5202 | 3.08 | 14.0079 | 0 | 0.83248 | 1.231 | 0.43144 | 1.4526 | 1.38 | 0 | 0 | 3.55 | 1.3587 | 0 | 1.0212 | -1.0212 | 1.5557 | 25.929 | 0.21176 | 4.3037 | 0.34515 | 1.7 | 1.7901
2007-12-09 08:00 | 0.37737 | 23.9983 | -59.8879 | 61.7304 | 0.42897 | 0.76528 | 2.4571 | 2.4571 | 1.7 | 0 | 0.5202 | 2.4571 | 31.1456 | 2.2204e-16 | 0 | 0.5368 | 0.76528 | 0.79695 | 0.7571 | 0 | 0 | 4.6847 | 0.33748 | 0 | 0.031668 | -0.031668 | 1.5224 | 25.3726 | 0.21176 | 2.7028 | 0.61222 | 1.7 | 1.1028
2007-12-09 09:00 | 0.58399 | 36.3548 | -52.7167 | 48.5457 | 0.64484 | 1.1504 | 1.1666 | 1.1666 | 1.7 | 0 | 0.5202 | 1.1666 | 98.6112 | 0 | 0 | 0 | 1.1504 | 0 | 0 | 0.5334 | 0.50673 | 4.7199 | 0.30582 | 1.6571 | 0 | 1.6571 | 3.0945 | 51.5741 | 0.21178 | 1.2833 | 0.92032 | 1.7 | 1.4562
2007-12-09 10:00 | 0.7573 | 47.2486 | -41.2567 | 36.3592 | 0.82516 | 1.4721 | 0 | 0 | 1.4526 | 0 | 0.45267 | 0 | 0 | 0 | 0 | 0 | 1.4721 | 0 | 0 | 1.4526 | 1.38 | 3.0627 | 1.7972 | 2.8521 | 0 | 2.8521 | 5.8002 | 96.6693 | 0.21162 | 0 | 1.1777 | 1.7 | 3.2693
2007-12-09 11:00 | 0.84542 | 55.2487 | -23.1373 | 26.6534 | 0.91411 | 1.6308 | 3.1154 | 3.08 | 1.7 | 0 | 0.5202 | 3.08 | 52.9472 | 0 | 0.035391 | 0.34693 | 1.6308 | 1.4526 | 1.38 | 0 | 0 | 0.21065 | 4.3641 | 0.17814 | 0 | 0.17814 | 5.9692 | 99.486 | 0.2116 | 3.4269 | 1.3046 | 1.7 | 5.9949
2007-12-09 12:00 | 0.95581 | 58.0829 | 1.6194 | 22.8895 | 1.0338 | 1.8443 | 0.78915 | 0.78915 | 0 | 0 | 0 | 0.78915 | 233.7131 | 0.98115 | 0 | 0 | 1.8443 | 0.83068 | 0.78915 | 0 | 0 | 0.032509 | 4.5244 | 0.032509 | 0 | 0.032509 | 6 | 100 | 0.21159 | 0.86806 | 1.4755 | 0 | 6.3688
2007-12-09 13:00 | 0.94461 | 54.4882 | 25.8032 | 27.6248 | 1.0248 | 1.8282 | 1.5591 | 1.5591 | 0.425 | 0 | 0.17213 | 1.5591 | 117.265 | 0.63448 | 0 | 0 | 1.8282 | 1.1937 | 1.1341 | 0 | 0 | 0 | 4.5537 | 0 | 0 | 0 | 6 | 100 | 0.21159 | 1.715 | 1.4626 | 1.7 | 6.3819
2007-12-09 14:00 | 0.77001 | 46.0174 | 42.9895 | 37.7793 | 0.84158 | 1.5014 | 1.7138 | 1.7138 | 0.425 | 0 | 0.17213 | 1.7138 | 87.6065 | 0.14477 | 0 | 0 | 1.5014 | 1.3566 | 1.2888 | 0 | 0 | 0 | 4.5537 | 0 | 0 | 0 | 6 | 100 | 0.21159 | 1.8851 | 1.2011 | 1.7 | 6.0551
2007-12-09 15:00 | 0.61274 | 34.8839 | 53.7948 | 50.1415 | 0.68243 | 1.2175 | 2.7865 | 2.7865 | 1.6299 | 0 | 0.50106 | 2.7865 | 43.6918 | 0 | 0 | 0 | 1.2175 | 1.2175 | 1.1566 | 0 | 0 | 0 | 4.5537 | 0 | 0 | 0 | 6 | 100 | 0.21159 | 3.0651 | 0.97397 | 1.7 | 5.7711
2007-12-09 16:00 | 0.35253 | 22.405 | 60.5699 | 63.401 | 0.4035 | 0.71984 | 1.019 | 1.019 | 0 | 0 | 0 | 1.019 | 70.6423 | 0 | 0 | 0 | 0.71984 | 1.0726 | 1.019 | 0 | 0 | 0 | 4.5537 | 0 | 0.35278 | -0.35278 | 5.6281 | 93.8023 | 0.21159 | 1.1209 | 0.57587 | 0 | 5.2735
2007-12-09 17:00 | 0.10973 | 9.2219 | 64.8678 | 77.0508 | 0.12792 | 0.22821 | 0 | 0 | 0 | 0 | 0 | 0 | 0 | 0 | 0 | 0 | 0.22821 | 0 | 0 | 0 | 0 | 0.39198 | 4.2009 | 0.22821 | 0 | 0.22821 | 5.8446 | 97.4106 | 0.21157 | 0 | 0.18257 | 0 | 4.4291
2007-12-09 18:00 | 0.0022209 | 0 | 67.4882 | 90 | 0 | 0 | 0 | 0 | 0 | 0 | 0 | 0 | 0 | 0 | 0 | 0 | 0 | 0 | 0 | 0 | 0 | 0.16377 | 4.4063 | 0 | 0 | 0 | 5.8446 | 97.4106 | 0.21157 | 0 | 0 | 0 | 4.4063
2007-12-09 19:00 | 0 | 0 | 68.7509 | 90 | 0 | 0 | 1.1093 | 1.1093 | 0 | 0 | 0 | 1.1093 | 0 | 0 | 0 | 0 | 0 | 1.1676 | 1.1093 | 0 | 0 | 0.16377 | 4.4063 | 0 | 1.1676 | -1.1676 | 4.6139 | 76.8974 | 0.21157 | 1.2202 | 0 | 0 | 4.4063
2007-12-09 20:00 | 0 | 0 | 68.5872 | 90 | 0 | 0 | 0 | 0 | 0 | 0 | 0 | 0 | 0 | 0 | 0 | 0 | 0 | 0 | 0 | 0 | 0 | 1.4611 | 3.2387 | 0 | 0 | 0 | 4.6139 | 76.8974 | 0.21157 | 0 | 0 | 0 | 3.2387
2007-12-09 21:00 | 0 | 0 | 66.368 | 90 | 0 | 0 | 0 | 0 | 0 | 0 | 0 | 0 | 0 | 0 | 0 | 0 | 0 | 0 | 0 | 0 | 0 | 1.4611 | 3.2387 | 0 | 0 | 0 | 4.6139 | 76.8974 | 0.21157 | 0 | 0 | 0 | 3.2387
2007-12-09 22:00 | 0 | 0 | 60.05 | 90 | 0 | 0 | 0.24818 | 0.24818 | 0 | 0 | 0 | 0.24818 | 0 | 0 | 0 | 0 | 0 | 0.26124 | 0.24818 | 0 | 0 | 1.4611 | 3.2387 | 0 | 0.26124 | -0.26124 | 4.3385 | 72.3079 | 0.21157 | 0.27299 | 0 | 0 | 3.2387
2007-12-09 23:00 | 0 | 0 | 42.5427 | 90 | 0 | 0 | 0.32897 | 0.32897 | 0 | 0 | 0 | 0.32897 | 0 | 0 | 5.5511e-17 | 0 | 0 | 0.34629 | 0.32897 | 0 | 0 | 1.7514 | 2.9774 | 0 | 0.34629 | -0.34629 | 3.9735 | 66.2242 | 0.21157 | 0.36187 | 0 | 0 | 2.9774
2007-12-10 | 0 | 0 | -3.1436 | 90 | 0 | 0 | 0.53106 | 0.53106 | 0 | 0 | 0 | 0.53106 | 0 | 0 | 1.1102e-16 | 0 | 0 | 0.55901 | 0.53106 | 0 | 0 | 2.1362 | 2.6311 | 0 | 0.55901 | -0.55901 | 3.3842 | 56.4034 | 0.21157 | 0.58417 | 0 | 0 | 2.6311
2007-12-10 01:00 | 0 | 0 | -45.51 | 90 | 0 | 0 | 0.19854 | 0.19854 | 0 | 0 | 0 | 0.19854 | 0 | 0 | 2.7756e-17 | 0 | 0 | 0.20899 | 0.19854 | 0 | 0 | 2.7573 | 2.0721 | 0 | 0.20899 | -0.20899 | 3.1639 | 52.7318 | 0.21157 | 0.2184 | 0 | 0 | 2.0721
2007-12-10 02:00 | 0 | 0 | -60.9963 | 90 | 0 | 0 | 0 | 0 | 0 | 0 | 0 | 0 | 0 | 0 | 0 | 0 | 0 | 0 | 0 | 0 | 0 | 2.9895 | 1.8631 | 0 | 0 | 0 | 3.1639 | 52.7318 | 0.21157 | 0 | 0 | 0 | 1.8631
2007-12-10 03:00 | 0 | 0 | -66.6618 | 90 | 0 | 0 | 0.11623 | 0.11623 | 0 | 0 | 0 | 0.11623 | 0 | 0 | 1.3878e-17 | 0 | 0 | 0.12234 | 0.11623 | 0 | 0 | 2.9895 | 1.8631 | 0 | 0.12234 | -0.12234 | 3.0349 | 50.5824 | 0.21157 | 0.12785 | 0 | 0 | 1.8631
2007-12-10 04:00 | 0 | 0 | -68.5953 | 90 | 0 | 0 | 0 | 0 | 0 | 0 | 0 | 0 | 0 | 0 | 0 | 0 | 0 | 0 | 0 | 0 | 0 | 3.1254 | 1.7408 | 0 | 0 | 0 | 3.0349 | 50.5824 | 0.21157 | 0 | 0 | 0 | 1.7408
2007-12-10 05:00 | 0 | 0 | -68.5838 | 90 | 0 | 0 | 0.27494 | 0.27494 | 0 | 0 | 0 | 0.27494 | 0 | 0 | 5.5511e-17 | 0 | 0 | 0.28941 | 0.27494 | 0 | 0 | 3.1254 | 1.7408 | 0 | 0.28941 | -0.28941 | 2.7299 | 45.4981 | 0.21157 | 0.30243 | 0 | 0 | 1.7408
2007-12-10 06:00 | 0.009555 | 0 | -67.171 | 90 | 0 | 0 | 0.20732 | 0.20732 | 0 | 0 | 0 | 0.20732 | 0 | 0 | 0 | 0 | 0 | 0.21823 | 0.20732 | 0 | 0 | 3.447 | 1.4514 | 0 | 0.21823 | -0.21823 | 2.4999 | 41.6641 | 0.21157 | 0.22805 | 0 | 0 | 1.4514
2007-12-10 07:00 | 0.16657 | 10.7658 | -64.379 | 75.4532 | 0.21155 | 0.37741 | 2.2945 | 2.2945 | 1.7 | 0 | 0.5202 | 2.2945 | 16.4479 | 0 | 0 | 0 | 0.37741 | 0.62584 | 0.59455 | 0 | 0 | 3.6895 | 1.2331 | 0 | 0.24843 | -0.24843 | 2.238 | 37.2996 | 0.21157 | 2.524 | 0.30192 | 1.7 | 1.6106
2007-12-10 08:00 | 0.43349 | 23.8771 | -59.8417 | 61.8436 | 0.5011 | 0.89397 | 0.91366 | 0.91366 | 1.7 | 0 | 0.5202 | 0.91366 | 97.845 | 0 | 0 | 0 | 0.89397 | 0 | 0 | 0.78634 | 0.74703 | 3.9655 | 0.98471 | 1.641 | 0 | 1.641 | 3.7948 | 63.2459 | 0.21159 | 1.005 | 0.71517 | 1.7 | 1.8787
2007-12-10 09:00 | 0.53433 | 36.2283 | -52.6898 | 48.6668 | 0.58455 | 1.0428 | 0.69731 | 0.69731 | 1.7 | 0 | 0.5202 | 0.69731 | 149.5509 | 0 | 0 | 0 | 1.0428 | 0 | 0 | 1.0027 | 0.95255 | 2.3245 | 2.4616 | 1.9954 | 0 | 1.9954 | 5.6878 | 94.7958 | 0.21157 | 0.76705 | 0.83427 | 1.7 | 3.5044
2007-12-10 10:00 | 0.70815 | 47.1206 | -41.2693 | 36.4868 | 0.76837 | 1.3708 | 0.6606 | 0.6606 | 0 | 0 | 0 | 0.6606 | 207.5051 | 0.34626 | 0 | 0 | 1.3708 | 0.69537 | 0.6606 | 0 | 0 | 0.32915 | 4.2575 | 0.32915 | 0 | 0.32915 | 6 | 100 | 0.21153 | 0.72666 | 1.0966 | 0 | 5.6282
2007-12-10 11:00 | 0.87475 | 55.1313 | -23.2282 | 26.7768 | 0.9475 | 1.6903 | 0.26483 | 0.26483 | 0 | 0 | 0 | 0.26483 | 638.2604 | 1.4116 | 0 | 0 | 1.6903 | 0.27877 | 0.26483 | 0 | 0 | 0 | 4.5537 | 0 | 0 | 0 | 6 | 100 | 0.21153 | 0.29132 | 1.3523 | 0 | 6.244
2007-12-10 12:00 | 0.93041 | 58.0012 | 1.4324 | 22.9701 | 1.0063 | 1.7953 | 0 | 0 | 0 | 0 | 0 | 0 | 0 | 1.7953 | 0 | 0 | 1.7953 | 0 | 0 | 0 | 0 | 0 | 4.5537 | 0 | 0 | 0 | 6 | 100 | 0.21153 | 0 | 1.4363 | 0 | 6.349
2007-12-10 13:00 | 0.96228 | 54.4583 | 25.5884 | 27.6361 | 1.0444 | 1.8633 | 0.43082 | 0.43082 | 0 | 0 | 0 | 0.43082 | 432.4916 | 1.4098 | 0 | 0 | 1.8633 | 0.45349 | 0.43082 | 0 | 0 | 0 | 4.5537 | 0 | 0 | 0 | 6 | 100 | 0.21153 | 0.4739 | 1.4906 | 0 | 6.4169
2007-12-10 14:00 | 0.80084 | 46.0302 | 42.8055 | 37.7445 | 0.87623 | 1.5632 | 0.83004 | 0.83004 | 0 | 0 | 0 | 0.83004 | 188.3282 | 0.68947 | 0 | 0 | 1.5632 | 0.87373 | 0.83004 | 0 | 0 | 0 | 4.5537 | 0 | 0 | 0 | 6 | 100 | 0.21153 | 0.91304 | 1.2506 | 0 | 6.1169
2007-12-10 15:00 | 0.60052 | 34.925 | 53.6465 | 50.081 | 0.66831 | 1.1923 | 3.5434 | 3.08 | 1.7 | 0 | 0.5202 | 3.08 | 38.7099 | 2.2204e-16 | 0.46344 | 0.81778 | 1.1923 | 1.4526 | 1.38 | 0 | 0 | 0 | 4.5537 | 0 | 0.26037 | -0.26037 | 5.7256 | 95.4258 | 0.21153 | 3.8978 | 0.95381 | 1.7 | 5.746
2007-12-10 16:00 | 0.39247 | 22.4649 | 60.447 | 63.3245 | 0.45565 | 0.81287 | 2.0696 | 2.0696 | 1.5722 | 0 | 0.4853 | 2.0696 | 39.2773 | 1.6653e-16 | 0 | 0 | 0.81287 | 0.52358 | 0.4974 | 0 | 0 | 0.2893 | 4.2933 | 0.2893 | 0 | 0.2893 | 6 | 100 | 0.21154 | 2.2765 | 0.6503 | 1.7 | 5.1062
2007-12-10 17:00 | 0.14674 | 9.2953 | 64.7611 | 76.9629 | 0.19367 | 0.3455 | 0 | 0 | 0 | 0 | 0 | 0 | 0 | 0.3455 | 0 | 0 | 0.3455 | 0 | 0 | 0 | 0 | 0 | 4.5537 | 0 | 0 | 0 | 6 | 100 | 0.21154 | 0 | 0.2764 | 0 | 4.8992
2007-12-10 18:00 | 0.0024414 | 0 | 67.3909 | 90 | 0 | 0 | 3.3988 | 3.08 | 1.7 | 0 | 0.5202 | 3.08 | 0 | 0 | 0.31885 | 0.65873 | 0 | 1.4526 | 1.38 | 0 | 0 | 0 | 4.5537 | 0 | 1.4526 | -1.4526 | 4.4688 | 74.4799 | 0.21154 | 3.7387 | 0 | 1.7 | 4.5537
2007-12-10 19:00 | 0 | 0 | 68.6579 | 90 | 0 | 0 | 1.1979 | 1.1979 | 1.7 | 0 | 0.5202 | 1.1979 | 0 | 0 | 0 | 0 | 0 | 0 | 0 | 0.5021 | 0.477 | 1.614 | 3.1011 | 0.477 | 0 | 0.477 | 4.9213 | 82.0219 | 0.21157 | 1.3177 | 0 | 1.7 | 3.1011
2007-12-10 20:00 | 0 | 0 | 68.4951 | 90 | 0 | 0 | 0.56471 | 0.56471 | 0 | 0 | 0 | 0.56471 | 0 | 0 | 0 | 0 | 0 | 0.59443 | 0.56471 | 0 | 0 | 1.137 | 3.5304 | 0 | 0.59443 | -0.59443 | 4.2947 | 71.5788 | 0.21157 | 0.62118 | 0 | 0 | 3.5304
2007-12-10 21:00 | 0 | 0 | 66.2754 | 90 | 0 | 0 | 2.8916 | 2.8916 | 1.7 | 0 | 0.5202 | 2.8916 | 0 | 0 | 0 | 0.10078 | 0 | 1.2543 | 1.1916 | 0 | 0 | 1.7975 | 2.9359 | 0 | 1.2543 | -1.2543 | 2.9726 | 49.5424 | 0.21157 | 3.1808 | 0 | 1.7 | 2.9359
2007-12-10 22:00 | 0 | 0 | 59.9675 | 90 | 0 | 0 | 0.50277 | 0.50277 | 1.7 | 0 | 0.5202 | 0.50277 | 0 | 0 | 0 | 0 | 0 | 0 | 0 | 1.1972 | 1.1374 | 3.1912 | 1.6816 | 1.1374 | 0 | 1.1374 | 4.0515 | 67.5257 | 0.21164 | 0.55305 | 0 | 1.7 | 1.6816
2007-12-10 23:00 | 0 | 0 | 42.5585 | 90 | 0 | 0 | 0.12728 | 0.12728 | 1.5799 | 0 | 0.48741 | 0.12728 | 0 | 2.2204e-16 | 0 | 0 | 0 | 0 | 0 | 1.4526 | 1.38 | 2.0539 | 2.7052 | 1.38 | 0 | 1.38 | 5.3607 | 89.3454 | 0.21167 | 0.14 | 0 | 1.7 | 2.7052
2007-12-11 | 0 | 0 | -2.7221 | 90 | 0 | 0 | 0.15017 | 0.15017 | 0 | 0 | 0 | 0.15017 | 0 | 0 | 0 | 0 | 0 | 0.15807 | 0.15017 | 0 | 0 | 0.67386 | 3.9472 | 0 | 0.15807 | -0.15807 | 5.1941 | 86.5683 | 0.21167 | 0.16519 | 0 | 0 | 3.9472
2007-12-11 01:00 | 0 | 0 | -45.1615 | 90 | 0 | 0 | 0.68204 | 0.68204 | 0 | 0 | 0 | 0.68204 | 0 | 0 | 0 | 0 | 0 | 0.71794 | 0.68204 | 0 | 0 | 0.8495 | 3.7891 | 0 | 0.71794 | -0.71794 | 4.4373 | 73.9555 | 0.21167 | 0.75024 | 0 | 0 | 3.7891
2007-12-11 02:00 | 0 | 0 | -60.798 | 90 | 0 | 0 | 0.11736 | 0.11736 | 0 | 0 | 0 | 0.11736 | 0 | 0 | 1.3878e-17 | 0 | 0 | 0.12354 | 0.11736 | 0 | 0 | 1.6472 | 3.0712 | 0 | 0.12354 | -0.12354 | 4.3071 | 71.7852 | 0.21167 | 0.12909 | 0 | 0 | 3.0712
2007-12-11 03:00 | 0 | 0 | -66.5316 | 90 | 0 | 0 | 0.17405 | 0.17405 | 0 | 0 | 0 | 0.17405 | 0 | 0 | 2.7756e-17 | 0 | 0 | 0.18321 | 0.17405 | 0 | 0 | 1.7845 | 2.9477 | 0 | 0.18321 | -0.18321 | 4.114 | 68.5665 | 0.21167 | 0.19145 | 0 | 0 | 2.9477
2007-12-11 04:00 | 0 | 0 | -68.4995 | 90 | 0 | 0 | 0.23033 | 0.23033 | 0 | 0 | 0 | 0.23033 | 0 | 0 | 2.7756e-17 | 0 | 0 | 0.24245 | 0.23033 | 0 | 0 | 1.988 | 2.7645 | 0 | 0.24245 | -0.24245 | 3.8584 | 64.3072 | 0.21167 | 0.25336 | 0 | 0 | 2.7645
2007-12-11 05:00 | 0 | 0 | -68.5081 | 90 | 0 | 0 | 0.41642 | 0.41642 | 0 | 0 | 0 | 0.41642 | 0 | 0 | 5.5511e-17 | 0 | 0 | 0.43834 | 0.41642 | 0 | 0 | 2.2574 | 2.522 | 0 | 0.43834 | -0.43834 | 3.3964 | 56.6064 | 0.21167 | 0.45806 | 0 | 0 | 2.522
2007-12-11 06:00 | 0.0082372 | 0 | -67.1088 | 90 | 0 | 0 | 0.088409 | 0.088409 | 0 | 0 | 0 | 0.088409 | 0 | 0 | 0 | 0 | 0 | 0.093062 | 0.088409 | 0 | 0 | 2.7445 | 2.0837 | 0 | 0.093062 | -0.093062 | 3.2983 | 54.9715 | 0.21167 | 0.097249 | 0 | 0 | 2.0837
2007-12-11 07:00 | 0.18143 | 10.6514 | -64.3278 | 75.559 | 0.23755 | 0.4238 | 2.0673 | 2.0673 | 1.7 | 0 | 0.5202 | 2.0673 | 20.5004 | 0 | 0 | 0 | 0.4238 | 0.38659 | 0.36726 | 0 | 0 | 2.8479 | 1.9906 | 0.037203 | 0 | 0.037203 | 3.3336 | 55.5597 | 0.21167 | 2.274 | 0.33904 | 1.7 | 2.4144
2007-12-11 08:00 | 0.44077 | 23.7572 | -59.8029 | 61.9566 | 0.51048 | 0.9107 | 0.91511 | 0.91511 | 1.7 | 0 | 0.5202 | 0.91511 | 99.5174 | 0 | 0 | 0 | 0.9107 | 0 | 0 | 0.78489 | 0.74564 | 2.8107 | 2.0241 | 1.6563 | 0 | 1.6563 | 4.9049 | 81.7487 | 0.21169 | 1.0066 | 0.72856 | 1.7 | 2.9348
2007-12-11 09:00 | 0.69556 | 36.1042 | -52.671 | 48.7866 | 0.77435 | 1.3814 | 0 | 0 | 0 | 0 | 0 | 0 | 0 | 0.22712 | 0 | 0 | 1.3814 | 0 | 0 | 0 | 0 | 1.1543 | 3.5148 | 1.1543 | 0 | 1.1543 | 6 | 100 | 0.21156 | 0 | 1.1052 | 0 | 4.8962
2007-12-11 10:00 | 0.81579 | 46.9964 | -41.2901 | 36.6115 | 0.89176 | 1.5909 | 1.0276 | 1.0276 | 0 | 0 | 0 | 1.0276 | 154.8136 | 0.50919 | 0 | 0 | 1.5909 | 1.0817 | 1.0276 | 0 | 0 | 0 | 4.5537 | 0 | 0 | 0 | 6 | 100 | 0.21156 | 1.1304 | 1.2727 | 0 | 6.1446
2007-12-11 11:00 | 0.98987 | 55.0194 | -23.3256 | 26.8953 | 1.0743 | 1.9166 | 0 | 0 | 0 | 0 | 0 | 0 | 0 | 1.9166 | 0 | 0 | 1.9166 | 0 | 0 | 0 | 0 | 0 | 4.5537 | 0 | 0 | 0 | 6 | 100 | 0.21156 | 0 | 1.5333 | 0 | 6.4703
2007-12-11 12:00 | 1.0468 | 57.926 | 1.2441 | 23.0444 | 1.1338 | 2.0228 | 0.90278 | 0.90278 | 0 | 0 | 0 | 0.90278 | 224.0588 | 1.0725 | 0 | 0 | 2.0228 | 0.95029 | 0.90278 | 0 | 0 | 0 | 4.5537 | 0 | 0 | 0 | 6 | 100 | 0.21156 | 0.99306 | 1.6182 | 0 | 6.5764
2007-12-11 13:00 | 0.89296 | 54.4346 | 25.3773 | 27.6416 | 0.96867 | 1.7281 | 1.2259 | 1.2259 | 0 | 0 | 0 | 1.2259 | 140.9625 | 0.43765 | 0 | 0 | 1.7281 | 1.2905 | 1.2259 | 0 | 0 | 0 | 4.5537 | 0 | 0 | 0 | 6 | 100 | 0.21156 | 1.3485 | 1.3825 | 0 | 6.2818
2007-12-11 14:00 | 0.73541 | 46.0482 | 42.6273 | 37.7052 | 0.80237 | 1.4314 | 1.2342 | 1.2342 | 0 | 0 | 0 | 1.2342 | 115.9783 | 0.13225 | 0 | 0 | 1.4314 | 1.2992 | 1.2342 | 0 | 0 | 0 | 4.5537 | 0 | 0 | 0 | 6 | 100 | 0.21156 | 1.3576 | 1.1451 | 0 | 5.9851
2007-12-11 15:00 | 0.60972 | 34.9703 | 53.5044 | 50.017 | 0.67914 | 1.2116 | 1.6057 | 1.6057 | 0.45472 | 0 | 0.18024 | 1.6057 | 75.4541 | 0 | 0 | 0 | 1.2116 | 1.2116 | 1.151 | 0 | 0 | 0 | 4.5537 | 0 | 0 | 0 | 6 | 100 | 0.21156 | 1.7663 | 0.96927 | 1.7 | 5.7653
2007-12-11 16:00 | 0.41411 | 22.5283 | 60.3304 | 63.2454 | 0.48247 | 0.86072 | 1.8354 | 1.8354 | 1.0177 | 0 | 0.33394 | 1.8354 | 46.8952 | 1.1102e-16 | 0 | 0 | 0.86072 | 0.86072 | 0.81769 | 0 | 0 | 0 | 4.5537 | 0 | 0 | 0 | 6 | 100 | 0.21156 | 2.019 | 0.68858 | 1.7 | 5.4144
2007-12-11 17:00 | 0.17216 | 9.3715 | 64.6607 | 76.8731 | 0.23557 | 0.42026 | 1.8667 | 1.8667 | 1.4675 | 0 | 0.45672 | 1.8667 | 22.5132 | 5.5511e-17 | 0 | 0 | 0.42026 | 0.42026 | 0.39924 | 0 | 0 | 0 | 4.5537 | 0 | 0 | 0 | 6 | 100 | 0.21156 | 2.0534 | 0.33621 | 1.7 | 4.9739
2007-12-11 18:00 | 0.0033776 | 0 | 67.3 | 90 | 0 | 0 | 0 | 0 | 0 | 0 | 0 | 0 | 0 | 0 | 0 | 0 | 0 | 0 | 0 | 0 | 0 | 0 | 4.5537 | 0 | 0 | 0 | 6 | 100 | 0.21156 | 0 | 0 | 0 | 4.5537
2007-12-11 19:00 | 0 | 0 | 68.5721 | 90 | 0 | 0 | 1.2062 | 1.2062 | 0 | 0 | 0 | 1.2062 | 0 | 0 | 0 | 0 | 0 | 1.2696 | 1.2062 | 0 | 0 | 0 | 4.5537 | 0 | 1.2696 | -1.2696 | 4.6617 | 77.6947 | 0.21156 | 1.3268 | 0 | 0 | 4.5537
2007-12-11 20:00 | 0 | 0 | 68.4111 | 90 | 0 | 0 | 0.22654 | 0.22654 | 0 | 0 | 0 | 0.22654 | 0 | 0 | 2.7756e-17 | 0 | 0 | 0.23846 | 0.22654 | 0 | 0 | 1.4107 | 3.284 | 0 | 0.23846 | -0.23846 | 4.4103 | 73.5054 | 0.21156 | 0.24919 | 0 | 0 | 3.284
2007-12-11 21:00 | 0 | 0 | 66.193 | 90 | 0 | 0 | 3.8819 | 3.08 | 1.7 | 0 | 0.5202 | 3.08 | 0 | 0 | 0.8019 | 1.1901 | 0 | 1.4526 | 1.38 | 0 | 0 | 1.6757 | 3.0456 | 0 | 1.4526 | -1.4526 | 2.8791 | 47.9853 | 0.21156 | 4.2701 | 0 | 1.7 | 3.0456
2007-12-11 22:00 | 0 | 0 | 59.8986 | 90 | 0 | 0 | 0.02024 | 0.02024 | 1.4729 | 0 | 0.45819 | 0.02024 | 0 | 2.2204e-16 | 0 | 0 | 0 | 0 | 0 | 1.4526 | 1.38 | 3.2897 | 1.593 | 1.38 | 0 | 1.38 | 4.1883 | 69.805 | 0.21157 | 0.022264 | 0 | 1.7 | 1.593
2007-12-11 23:00 | 0 | 0 | 42.5913 | 90 | 0 | 0 | 0.15512 | 0.15512 | 1.6077 | 0 | 0.49502 | 0.15512 | 0 | 2.2204e-16 | 0 | 0 | 0 | 0 | 0 | 1.4526 | 1.38 | 1.9097 | 2.835 | 1.38 | 0 | 1.38 | 5.4975 | 91.6247 | 0.21161 | 0.17063 | 0 | 1.7 | 2.835
2007-12-12 | 0 | 0 | -2.3012 | 90 | 0 | 0 | 0 | 0 | 0 | 0 | 0 | 0 | 0 | 0 | 0 | 0 | 0 | 0 | 0 | 0 | 0 | 0.5297 | 4.077 | 0 | 0 | 0 | 5.4975 | 91.6247 | 0.21161 | 0 | 0 | 0 | 4.077
2007-12-12 01:00 | 0 | 0 | -44.8246 | 90 | 0 | 0 | 0.48749 | 0.48749 | 0 | 0 | 0 | 0.48749 | 0 | 0 | 1.1102e-16 | 0 | 0 | 0.51315 | 0.48749 | 0 | 0 | 0.5297 | 4.077 | 0 | 0.51315 | -0.51315 | 4.9566 | 82.6095 | 0.21161 | 0.53624 | 0 | 0 | 4.077
2007-12-12 02:00 | 0 | 0 | -60.6099 | 90 | 0 | 0 | 0.4768 | 0.4768 | 0 | 0 | 0 | 0.4768 | 0 | 0 | 5.5511e-17 | 0 | 0 | 0.5019 | 0.4768 | 0 | 0 | 1.0999 | 3.5638 | 0 | 0.5019 | -0.5019 | 4.4275 | 73.7921 | 0.21161 | 0.52449 | 0 | 0 | 3.5638
2007-12-12 03:00 | 0 | 0 | -66.41 | 90 | 0 | 0 | 0 | 0 | 0 | 0 | 0 | 0 | 0 | 0 | 0 | 0 | 0 | 0 | 0 | 0 | 0 | 1.6575 | 3.0619 | 0 | 0 | 0 | 4.4275 | 73.7921 | 0.21161 | 0 | 0 | 0 | 3.0619
2007-12-12 04:00 | 0 | 0 | -68.4114 | 90 | 0 | 0 | 0.18124 | 0.18124 | 0 | 0 | 0 | 0.18124 | 0 | 0 | 2.7756e-17 | 0 | 0 | 0.19078 | 0.18124 | 0 | 0 | 1.6575 | 3.0619 | 0 | 0.19078 | -0.19078 | 4.2264 | 70.4405 | 0.21161 | 0.19936 | 0 | 0 | 3.0619
2007-12-12 05:00 | 0 | 0 | -68.4395 | 90 | 0 | 0 | 0.02509 | 0.02509 | 0 | 0 | 0 | 0.02509 | 0 | 0 | 3.4694e-18 | 0 | 0 | 0.02641 | 0.02509 | 0 | 0 | 1.8695 | 2.8711 | 0 | 0.02641 | -0.02641 | 4.1986 | 69.9765 | 0.21161 | 0.027599 | 0 | 0 | 2.8711
2007-12-12 06:00 | 0.0080153 | 0 | -67.0534 | 90 | 0 | 0 | 0.38358 | 0.38358 | 0 | 0 | 0 | 0.38358 | 0 | 0 | 5.5511e-17 | 0 | 0 | 0.40377 | 0.38358 | 0 | 0 | 1.8989 | 2.8447 | 0 | 0.40377 | -0.40377 | 3.773 | 62.883 | 0.21161 | 0.42194 | 0 | 0 | 2.8447
2007-12-12 07:00 | 0.17656 | 10.5375 | -64.2836 | 75.6654 | 0.23096 | 0.41204 | 0.80899 | 0.80899 | 0 | 0 | 0 | 0.80899 | 50.9325 | 0 | 0 | 0 | 0.41204 | 0.85157 | 0.80899 | 0 | 0 | 2.3475 | 2.4409 | 0 | 0.43953 | -0.43953 | 3.3097 | 55.1612 | 0.21161 | 0.88989 | 0.32963 | 0 | 2.853
2007-12-12 08:00 | 0.40582 | 23.6388 | -59.7715 | 62.0693 | 0.46798 | 0.83488 | 0 | 0 | 0 | 0 | 0 | 0 | 0 | 0 | 0 | 0 | 0.83488 | 0 | 0 | 0 | 0 | 2.8359 | 2.0014 | 0.83488 | 0 | 0.83488 | 4.1017 | 68.3618 | 0.21151 | 0 | 0.66791 | 0 | 2.8363
2007-12-12 09:00 | 0.69683 | 35.9826 | -52.6601 | 48.9051 | 0.77622 | 1.3848 | 0.72985 | 0.72985 | 0 | 0 | 0 | 0.72985 | 189.7351 | 0 | 0 | 0 | 1.3848 | 0.76826 | 0.72985 | 0 | 0 | 2.001 | 2.7528 | 0.61651 | 0 | 0.61651 | 4.6866 | 78.1098 | 0.21144 | 0.80283 | 1.1078 | 0 | 4.1376
2007-12-12 10:00 | 0.88144 | 46.8761 | -41.3191 | 36.7334 | 0.96468 | 1.721 | 2.4737 | 2.4737 | 1.7 | 0 | 0.5202 | 2.4737 | 69.5715 | 0 | 0 | 0 | 1.721 | 0.81441 | 0.77369 | 0 | 0 | 1.3845 | 3.3077 | 0.90657 | 0 | 0.90657 | 5.5466 | 92.4439 | 0.21143 | 2.7211 | 1.3768 | 1.7 | 5.0287
2007-12-12 11:00 | 0.99043 | 54.913 | -23.4294 | 27.0088 | 1.0753 | 1.9183 | 0.98182 | 0.98182 | 0 | 0 | 0 | 0.98182 | 195.3786 | 0.40688 | 0 | 0 | 1.9183 | 1.0335 | 0.98182 | 0 | 0 | 0.47789 | 4.1236 | 0.47789 | 0 | 0.47789 | 6 | 100 | 0.21138 | 1.08 | 1.5346 | 0 | 6.0419
2007-12-12 12:00 | 1.024 | 57.8573 | 1.0546 | 23.1123 | 1.1092 | 1.9788 | 1.5012 | 1.5012 | 0.425 | 0 | 0.17213 | 1.5012 | 131.8209 | 0.84604 | 0 | 0 | 1.9788 | 1.1328 | 1.0762 | 0 | 0 | 0 | 4.5537 | 0 | 0 | 0 | 6 | 100 | 0.21138 | 1.6513 | 1.5831 | 1.7 | 6.5325
2007-12-12 13:00 | 0.97588 | 54.4171 | 25.1699 | 27.6415 | 1.0598 | 1.8907 | 0.67568 | 0.67568 | 0 | 0 | 0 | 0.67568 | 279.8235 | 1.1795 | 0 | 0 | 1.8907 | 0.71124 | 0.67568 | 0 | 0 | 0 | 4.5537 | 0 | 0 | 0 | 6 | 100 | 0.21138 | 0.74324 | 1.5126 | 0 | 6.4444
2007-12-12 14:00 | 0.88336 | 46.0714 | 42.4549 | 37.6615 | 0.96792 | 1.7268 | 0 | 0 | 0 | 0 | 0 | 0 | 0 | 1.7268 | 0 | 0 | 1.7268 | 0 | 0 | 0 | 0 | 0 | 4.5537 | 0 | 0 | 0 | 6 | 100 | 0.21138 | 0 | 1.3814 | 0 | 6.2805
2007-12-12 15:00 | 0.6825 | 35.02 | 53.3685 | 49.9497 | 0.76192 | 1.3593 | 1.5529 | 1.5529 | 0.425 | 0 | 0.17213 | 1.5529 | 87.5285 | 0.17196 | 0 | 0 | 1.3593 | 1.1873 | 1.1279 | 0 | 0 | 0 | 4.5537 | 0 | 0 | 0 | 6 | 100 | 0.21138 | 1.7082 | 1.0874 | 1.7 | 5.913
2007-12-12 16:00 | 0.42676 | 22.5952 | 60.22 | 63.1637 | 0.49765 | 0.8878 | 1.0165 | 1.0165 | 0 | 0 | 0 | 1.0165 | 87.3391 | 0 | 0 | 0 | 0.8878 | 1.07 | 1.0165 | 0 | 0 | 0 | 4.5537 | 0 | 0.1822 | -0.1822 | 5.808 | 96.7991 | 0.21138 | 1.1182 | 0.71024 | 0 | 5.4415
2007-12-12 17:00 | 0.15226 | 9.4505 | 64.5665 | 76.7814 | 0.20187 | 0.36013 | 1.7031 | 1.7031 | 1.5533 | 0 | 0.48014 | 1.7031 | 21.1462 | 5.5511e-17 | 0 | 0 | 0.36013 | 0.15769 | 0.14981 | 0 | 0 | 0.20244 | 4.3715 | 0.20244 | 0 | 0.20244 | 6 | 100 | 0.21139 | 1.8734 | 0.28811 | 1.7 | 4.7316
2007-12-12 18:00 | 0.0028322 | 0 | 67.2157 | 90 | 0 | 0 | 0 | 0 | 0 | 0 | 0 | 0 | 0 | 0 | 0 | 0 | 0 | 0 | 0 | 0 | 0 | 0 | 4.5537 | 0 | 0 | 0 | 6 | 100 | 0.21139 | 0 | 0 | 0 | 4.5537
2007-12-12 19:00 | 0 | 0 | 68.4933 | 90 | 0 | 0 | 1.0796 | 1.0796 | 0 | 0 | 0 | 1.0796 | 0 | 0 | 2.2204e-16 | 0 | 0 | 1.1365 | 1.0796 | 0 | 0 | 0 | 4.5537 | 0 | 1.1365 | -1.1365 | 4.8021 | 80.0343 | 0.21139 | 1.1876 | 0 | 0 | 4.5537
2007-12-12 20:00 | 0 | 0 | 68.3353 | 90 | 0 | 0 | 0.57382 | 0.57382 | 0 | 0 | 0 | 0.57382 | 0 | 0 | 0 | 0 | 0 | 0.60402 | 0.57382 | 0 | 0 | 1.2627 | 3.4172 | 0 | 0.60402 | -0.60402 | 4.1654 | 69.4228 | 0.21139 | 0.6312 | 0 | 0 | 3.4172
2007-12-12 21:00 | 0 | 0 | 66.1207 | 90 | 0 | 0 | 0.96253 | 0.96253 | 0 | 0 | 0 | 0.96253 | 0 | 0 | 1.1102e-16 | 0 | 0 | 1.0132 | 0.96253 | 0 | 0 | 1.9339 | 2.8132 | 0 | 1.0132 | -1.0132 | 3.0974 | 51.623 | 0.21139 | 1.0588 | 0 | 0 | 2.8132
2007-12-12 22:00 | 0 | 0 | 59.843 | 90 | 0 | 0 | 0.42795 | 0.42795 | 0 | 0 | 0 | 0.42795 | 0 | 0 | 5.5511e-17 | 0 | 0 | 0.45047 | 0.42795 | 0 | 0 | 3.0596 | 1.8 | 0 | 0.45047 | -0.45047 | 2.6225 | 43.709 | 0.21139 | 0.47074 | 0 | 0 | 1.8
2007-12-12 23:00 | 0 | 0 | 42.6407 | 90 | 0 | 0 | 0.27007 | 0.27007 | 0 | 0 | 0 | 0.27007 | 0 | 0 | 0 | 0 | 0 | 0.28428 | 0.27007 | 0 | 0 | 3.5602 | 1.3495 | 0 | 0.28428 | -0.28428 | 2.3229 | 38.7146 | 0.21139 | 0.29708 | 0 | 0 | 1.3495
2007-12-13 | 0 | 0 | -1.8806 | 90 | 0 | 0 | 0.17088 | 0.17088 | 0 | 0 | 0 | 0.17088 | 0 | 0 | 2.7756e-17 | 0 | 0 | 0.17988 | 0.17088 | 0 | 0 | 3.876 | 1.0653 | 0 | 0.17988 | -0.17988 | 2.1333 | 35.5545 | 0.21139 | 0.18797 | 0 | 0 | 1.0653
2007-12-13 01:00 | 0 | 0 | -44.4993 | 90 | 0 | 0 | 0 | 0 | 0 | 0 | 0 | 0 | 0 | 0 | 0 | 0 | 0 | 0 | 0 | 0 | 0 | 4.0759 | 0.88538 | 0 | 0 | 0 | 2.1333 | 35.5545 | 0.21139 | 0 | 0 | 0 | 0.88538
2007-12-13 02:00 | 0 | 0 | -60.4322 | 90 | 0 | 0 | 0 | 0 | 0 | 0 | 0 | 0 | 0 | 0 | 0 | 0 | 0 | 0 | 0 | 0 | 0 | 4.0759 | 0.88538 | 0 | 0 | 0 | 2.1333 | 35.5545 | 0.21139 | 0 | 0 | 0 | 0.88538
2007-12-13 03:00 | 0 | 0 | -66.2972 | 90 | 0 | 0 | 0.26228 | 0.26228 | 0 | 0 | 0 | 0.26228 | 0 | 0 | 0 | 0 | 0 | 0.27609 | 0.26228 | 0 | 0 | 4.0759 | 0.88538 | 0 | 0.27609 | -0.27609 | 1.8423 | 30.7042 | 0.21139 | 0.28851 | 0 | 0 | 0.88538
2007-12-13 04:00 | 0 | 0 | -68.3309 | 90 | 0 | 0 | 0.13201 | 0.13201 | 0 | 0 | 0 | 0.13201 | 0 | 0 | 0 | 0 | 0 | 0.13895 | 0.13201 | 0 | 0 | 4.3827 | 0.60929 | 0 | 0.13895 | -0.13895 | 1.6958 | 28.263 | 0.21139 | 0.14521 | 0 | 0 | 0.60929
2007-12-13 05:00 | 0 | 0 | -68.3779 | 90 | 0 | 0 | 0.32937 | 0.32937 | 0 | 0 | 0 | 0.32937 | 0 | 0 | 5.5511e-17 | 0 | 0 | 0.3467 | 0.32937 | 0 | 0 | 4.5371 | 0.47034 | 0 | 0.3467 | -0.3467 | 1.3303 | 22.172 | 0.21139 | 0.36231 | 0 | 0 | 0.47034
2007-12-13 06:00 | 0.007521 | 0 | -67.0049 | 90 | 0 | 0 | 0.34625 | 0.34625 | 1.7 | 0 | 0.5202 | 0.34625 | 0 | 0 | 0 | 0 | 0 | 0 | 0 | 1.3537 | 1.2861 | 4.9223 | 0.12363 | 1.2861 | 0 | 1.2861 | 2.5504 | 42.5063 | 0.21145 | 0.38088 | 0 | 1.7 | 0.12363
2007-12-13 07:00 | 0.14518 | 10.4242 | -64.2464 | 75.7721 | 0.17834 | 0.31816 | 1.2901 | 1.2901 | 1.7 | 0 | 0.5202 | 1.2901 | 24.6606 | 0 | 0 | 0 | 0.31816 | 0 | 0 | 0.40986 | 0.38937 | 3.6362 | 1.2811 | 0.70753 | 0 | 0.70753 | 3.2216 | 53.6933 | 0.21149 | 1.4191 | 0.25452 | 1.7 | 1.5992
2007-12-13 08:00 | 0.36632 | 23.5218 | -59.7475 | 62.1815 | 0.41704 | 0.744 | 0.673 | 0.673 | 1.7 | 0 | 0.5202 | 0.673 | 110.5489 | 0 | 0 | 0 | 0.744 | 0 | 0 | 1.027 | 0.97565 | 2.9287 | 1.9179 | 1.7196 | 0 | 1.7196 | 4.853 | 80.8832 | 0.2115 | 0.7403 | 0.5952 | 1.7 | 2.6619
2007-12-13 09:00 | 0.54737 | 35.8636 | -52.6571 | 49.022 | 0.60214 | 1.0742 | 1.7745 | 1.7745 | 1.7 | 0 | 0.5202 | 1.7745 | 60.5351 | 0 | 0 | 0 | 1.0742 | 0.078457 | 0.074534 | 0 | 0 | 1.2091 | 3.4655 | 0.99576 | 0 | 0.99576 | 5.7977 | 96.6275 | 0.21154 | 1.952 | 0.85937 | 1.7 | 4.5398
2007-12-13 10:00 | 0.60668 | 46.7598 | -41.3561 | 36.8524 | 0.6476 | 1.1553 | 0.74752 | 0.74752 | 0 | 0 | 0 | 0.74752 | 154.5528 | 0.15516 | 0 | 0 | 1.1553 | 0.78687 | 0.74752 | 0 | 0 | 0.2133 | 4.3617 | 0.2133 | 0 | 0.2133 | 6 | 100 | 0.21152 | 0.82228 | 0.92426 | 0 | 5.517
2007-12-13 11:00 | 0.61186 | 54.8122 | -23.5394 | 27.1174 | 0.64039 | 1.1424 | 0.61447 | 0.61447 | 0 | 0 | 0 | 0.61447 | 185.9242 | 0.49564 | 0 | 0 | 1.1424 | 0.64681 | 0.61447 | 0 | 0 | 0 | 4.5537 | 0 | 0 | 0 | 6 | 100 | 0.21152 | 0.67592 | 0.91396 | 0 | 5.6961
2007-12-13 12:00 | 0.72258 | 57.7951 | 0.86405 | 23.1738 | 0.76765 | 1.3695 | 0 | 0 | 0 | 0 | 0 | 0 | 0 | 1.3695 | 0 | 0 | 1.3695 | 0 | 0 | 0 | 0 | 0 | 4.5537 | 0 | 0 | 0 | 6 | 100 | 0.21152 | 0 | 1.0956 | 0 | 5.9232
2007-12-13 13:00 | 0.74301 | 54.4057 | 24.9663 | 27.6358 | 0.79704 | 1.4219 | 1.3829 | 1.3829 | 0.425 | 0 | 0.17213 | 1.3829 | 102.8187 | 0.41356 | 0 | 0 | 1.4219 | 1.0084 | 0.95795 | 0 | 0 | 0 | 4.5537 | 0 | 0 | 0 | 6 | 100 | 0.21152 | 1.5212 | 1.1375 | 1.7 | 5.9756
2007-12-13 14:00 | 0.54908 | 46.0999 | 42.2883 | 37.6134 | 0.57917 | 1.0332 | 0.93507 | 0.93507 | 0 | 0 | 0 | 0.93507 | 110.4991 | 0.04896 | 0 | 0 | 1.0332 | 0.98428 | 0.93507 | 0 | 0 | 0 | 4.5537 | 0 | 0 | 0 | 6 | 100 | 0.21152 | 1.0286 | 0.82659 | 0 | 5.5869
2007-12-13 15:00 | 0.39486 | 35.0739 | 53.2389 | 49.8791 | 0.41434 | 0.73919 | 2.8213 | 2.8213 | 1.7 | 0 | 0.5202 | 2.8213 | 26.2 | 0 | 0 | 0.023457 | 0.73919 | 1.1803 | 1.1213 | 0 | 0 | 0 | 4.5537 | 0 | 0.44116 | -0.44116 | 5.535 | 92.2497 | 0.21152 | 3.1035 | 0.59135 | 1.7 | 5.2929
2007-12-13 16:00 | 0.243 | 22.6654 | 60.1159 | 63.0796 | 0.25604 | 0.45677 | 2.1425 | 2.1425 | 1.7 | 0 | 0.5202 | 2.1425 | 21.32 | 0 | 0 | 0 | 0.45677 | 0.46575 | 0.44247 | 0 | 0 | 0.49017 | 4.1125 | 0 | 0.0089791 | -0.0089791 | 5.5255 | 92.0919 | 0.21152 | 2.3567 | 0.36542 | 1.7 | 4.5693
2007-12-13 17:00 | 0.14094 | 9.5321 | 64.4788 | 76.688 | 0.18062 | 0.32222 | 0 | 0 | 0 | 0 | 0 | 0 | 0 | 0 | 0 | 0 | 0.32222 | 0 | 0 | 0 | 0 | 0.50015 | 4.1036 | 0.32222 | 0 | 0.32222 | 5.8312 | 97.1867 | 0.21148 | 0 | 0.25778 | 0 | 4.4258
2007-12-13 18:00 | 0.0049584 | 0 | 67.1381 | 90 | 0 | 0 | 0.64225 | 0.64225 | 0 | 0 | 0 | 0.64225 | 0 | 0 | 1.1102e-16 | 0 | 0 | 0.67606 | 0.64225 | 0 | 0 | 0.17793 | 4.3936 | 0 | 0.67606 | -0.67606 | 5.1186 | 85.3096 | 0.21148 | 0.70648 | 0 | 0 | 4.3936
2007-12-13 19:00 | 0 | 0 | 68.4218 | 90 | 0 | 0 | 0.53711 | 0.53711 | 0 | 0 | 0 | 0.53711 | 0 | 0 | 0 | 0 | 0 | 0.56538 | 0.53711 | 0 | 0 | 0.9291 | 3.7175 | 0 | 0.56538 | -0.56538 | 4.5226 | 75.377 | 0.21148 | 0.59082 | 0 | 0 | 3.7175
2007-12-13 20:00 | 0 | 0 | 68.2677 | 90 | 0 | 0 | 1.8088 | 1.8088 | 1.7 | 0 | 0.5202 | 1.8088 | 0 | 0 | 0 | 0 | 0 | 0.11451 | 0.10878 | 0 | 0 | 1.5573 | 3.1521 | 0 | 0.11451 | -0.11451 | 4.4019 | 73.3653 | 0.21148 | 1.9897 | 0 | 1.7 | 3.1521
2007-12-13 21:00 | 0 | 0 | 66.0584 | 90 | 0 | 0 | 0.57096 | 0.57096 | 1.7 | 0 | 0.5202 | 0.57096 | 0 | 0 | 0 | 0 | 0 | 0 | 0 | 1.129 | 1.0726 | 1.6845 | 3.0376 | 1.0726 | 0 | 1.0726 | 5.4195 | 90.3243 | 0.21154 | 0.62806 | 0 | 1.7 | 3.0376
2007-12-13 22:00 | 0 | 0 | 59.8005 | 90 | 0 | 0 | 0.069471 | 0.069471 | 0 | 0 | 0 | 0.069471 | 0 | 0 | 1.3878e-17 | 0 | 0 | 0.073128 | 0.069471 | 0 | 0 | 0.61195 | 4.0029 | 0 | 0.073128 | -0.073128 | 5.3424 | 89.0396 | 0.21154 | 0.076418 | 0 | 0 | 4.0029
2007-12-13 23:00 | 0 | 0 | 42.7063 | 90 | 0 | 0 | 0.16966 | 0.16966 | 0 | 0 | 0 | 0.16966 | 0 | 0 | 2.7756e-17 | 0 | 0 | 0.17859 | 0.16966 | 0 | 0 | 0.6932 | 3.9298 | 0 | 0.17859 | -0.17859 | 5.1541 | 85.9021 | 0.21154 | 0.18663 | 0 | 0 | 3.9298
2007-12-14 | 0 | 0 | -1.4601 | 90 | 0 | 0 | 0.53984 | 0.53984 | 0 | 0 | 0 | 0.53984 | 0 | 0 | 0 | 0 | 0 | 0.56825 | 0.53984 | 0 | 0 | 0.89163 | 3.7512 | 0 | 0.56825 | -0.56825 | 4.5551 | 75.919 | 0.21154 | 0.59382 | 0 | 0 | 3.7512
2007-12-14 01:00 | 0 | 0 | -44.1855 | 90 | 0 | 0 | 0 | 0 | 0 | 0 | 0 | 0 | 0 | 0 | 0 | 0 | 0 | 0 | 0 | 0 | 0 | 1.523 | 3.183 | 0 | 0 | 0 | 4.5551 | 75.919 | 0.21154 | 0 | 0 | 0 | 3.183
2007-12-14 02:00 | 0 | 0 | -60.2649 | 90 | 0 | 0 | 0.49944 | 0.49944 | 0 | 0 | 0 | 0.49944 | 0 | 0 | 5.5511e-17 | 0 | 0 | 0.52572 | 0.49944 | 0 | 0 | 1.523 | 3.183 | 0 | 0.52572 | -0.52572 | 4.001 | 66.683 | 0.21154 | 0.54938 | 0 | 0 | 3.183
2007-12-14 03:00 | 0 | 0 | -66.1931 | 90 | 0 | 0 | 0.2293 | 0.2293 | 0 | 0 | 0 | 0.2293 | 0 | 0 | 2.7756e-17 | 0 | 0 | 0.24137 | 0.2293 | 0 | 0 | 2.1072 | 2.6572 | 0 | 0.24137 | -0.24137 | 3.7466 | 62.4426 | 0.21154 | 0.25223 | 0 | 0 | 2.6572
2007-12-14 04:00 | 0 | 0 | -68.258 | 90 | 0 | 0 | 0 | 0 | 0 | 0 | 0 | 0 | 0 | 0 | 0 | 0 | 0 | 0 | 0 | 0 | 0 | 2.3753 | 2.4159 | 0 | 0 | 0 | 3.7466 | 62.4426 | 0.21154 | 0 | 0 | 0 | 2.4159
2007-12-14 05:00 | 0 | 0 | -68.3234 | 90 | 0 | 0 | 0.70514 | 0.70514 | 0 | 0 | 0 | 0.70514 | 0 | 0 | 0 | 0 | 0 | 0.74225 | 0.70514 | 0 | 0 | 2.3753 | 2.4159 | 0 | 0.74225 | -0.74225 | 2.9642 | 49.4026 | 0.21154 | 0.77565 | 0 | 0 | 2.4159
2007-12-14 06:00 | 0.0070806 | 0 | -66.9633 | 90 | 0 | 0 | 0.70359 | 0.70359 | 0 | 0 | 0 | 0.70359 | 0 | 0 | 1.1102e-16 | 0 | 0 | 0.74062 | 0.70359 | 0 | 0 | 3.2001 | 1.6736 | 0 | 0.74062 | -0.74062 | 2.1835 | 36.3913 | 0.21154 | 0.77395 | 0 | 0 | 1.6736
2007-12-14 07:00 | 0.16693 | 10.3117 | -64.2162 | 75.8791 | 0.21754 | 0.3881 | 0 | 0 | 0 | 0 | 0 | 0 | 0 | 0 | 0 | 0 | 0.3881 | 0 | 0 | 0 | 0 | 4.023 | 0.93301 | 0.3881 | 0 | 0.3881 | 2.5517 | 42.5276 | 0.2115 | 0 | 0.31048 | 0 | 1.3211
2007-12-14 08:00 | 0.41649 | 23.4064 | -59.7308 | 62.2932 | 0.4826 | 0.86095 | 2.4647 | 2.4647 | 1.7 | 0 | 0.5202 | 2.4647 | 34.932 | 0 | 0 | 0 | 0.86095 | 0.8049 | 0.76465 | 0 | 0 | 3.6349 | 1.2823 | 0.056054 | 0 | 0.056054 | 2.6048 | 43.4139 | 0.2115 | 2.7111 | 0.68876 | 1.7 | 2.1433
2007-12-14 09:00 | 0.62084 | 35.7473 | -52.6619 | 49.1374 | 0.69077 | 1.2323 | 0.64811 | 0.64811 | 1.7 | 0 | 0.5202 | 0.64811 | 190.1406 | 0 | 0 | 0 | 1.2323 | 0 | 0 | 1.0519 | 0.99929 | 3.5788 | 1.3327 | 2.2316 | 0 | 2.2316 | 4.7219 | 78.6988 | 0.21145 | 0.71293 | 0.98586 | 1.7 | 2.5651
2007-12-14 10:00 | 0.73249 | 46.6475 | -41.401 | 36.9682 | 0.79833 | 1.4242 | 0.48466 | 0.48466 | 0.425 | 0 | 0.17213 | 0.48466 | 293.8567 | 0.014206 | 0 | 0 | 1.4242 | 0.062803 | 0.059663 | 0 | 0 | 1.3472 | 3.3412 | 1.3472 | 0 | 1.3472 | 6 | 100 | 0.2113 | 0.53313 | 1.1394 | 1.7 | 4.7654
2007-12-14 11:00 | 0.96745 | 54.717 | -23.6554 | 27.2209 | 1.0506 | 1.8743 | 1.0157 | 1.0157 | 0 | 0 | 0 | 1.0157 | 184.525 | 0.80508 | 0 | 0 | 1.8743 | 1.0692 | 1.0157 | 0 | 0 | 0 | 4.5537 | 0 | 0 | 0 | 6 | 100 | 0.2113 | 1.1173 | 1.4994 | 0 | 6.428
2007-12-14 12:00 | 0.96808 | 57.7394 | 0.67237 | 23.2289 | 1.0485 | 1.8705 | 2.1503 | 2.1503 | 0.77033 | 0 | 0.2664 | 2.1503 | 86.986 | 0.41785 | 0 | 0 | 1.8705 | 1.4526 | 1.38 | 0 | 0 | 0 | 4.5537 | 0 | 0 | 0 | 6 | 100 | 0.2113 | 2.3654 | 1.4964 | 1.7 | 6.4242
2007-12-14 13:00 | 0.76636 | 54.4006 | 24.7665 | 27.6243 | 0.82468 | 1.4712 | 0 | 0 | 0 | 0 | 0 | 0 | 0 | 1.4712 | 0 | 0 | 1.4712 | 0 | 0 | 0 | 0 | 0 | 4.5537 | 0 | 0 | 0 | 6 | 100 | 0.2113 | 0 | 1.177 | 0 | 6.0249
2007-12-14 14:00 | 0.68962 | 46.1336 | 42.1275 | 37.561 | 0.74893 | 1.3361 | 2.2584 | 2.2584 | 0.98912 | 0 | 0.32613 | 2.2584 | 59.1609 | 0 | 0 | 0 | 1.3361 | 1.3361 | 1.2693 | 0 | 0 | 0 | 4.5537 | 0 | 0 | 0 | 6 | 100 | 0.2113 | 2.4842 | 1.0689 | 1.7 | 5.8898
2007-12-14 15:00 | 0.67323 | 35.132 | 53.1156 | 49.8051 | 0.75156 | 1.3408 | 0.9184 | 0.9184 | 0 | 0 | 0 | 0.9184 | 145.9925 | 0.37406 | 0 | 0 | 1.3408 | 0.96673 | 0.9184 | 0 | 0 | 0 | 4.5537 | 0 | 0 | 0 | 6 | 100 | 0.2113 | 1.0102 | 1.0726 | 0 | 5.8945
2007-12-14 16:00 | 0.33882 | 22.7391 | 60.0182 | 62.9931 | 0.38378 | 0.68467 | 1.2768 | 1.2768 | 0.6264 | 0 | 0.22711 | 1.2768 | 53.6225 | 1.1102e-16 | 0 | 0 | 0.68467 | 0.68467 | 0.65044 | 0 | 0 | 0 | 4.5537 | 0 | 0 | 0 | 6 | 100 | 0.2113 | 1.4045 | 0.54774 | 1.7 | 5.2384
2007-12-14 17:00 | 0.11174 | 9.6165 | 64.3974 | 76.5929 | 0.12844 | 0.22915 | 1.6851 | 1.6851 | 1.4674 | 0 | 0.4567 | 1.6851 | 13.5984 | 0 | 0 | 0 | 0.22915 | 0.22915 | 0.21769 | 0 | 0 | 0 | 4.5537 | 0 | 0 | 0 | 6 | 100 | 0.2113 | 1.8536 | 0.18332 | 1.7 | 4.7828
2007-12-14 18:00 | 0.0055753 | 0 | 67.067 | 90 | 0 | 0 | 1.5877 | 1.5877 | 1.5877 | 0 | 0.48955 | 1.5877 | 0 | 0 | 0 | 0 | 0 | 0 | 0 | 0 | 0 | 0 | 4.5537 | 0 | 0 | 0 | 6 | 100 | 0.2113 | 1.7465 | 0 | 1.7 | 4.5537
2007-12-14 19:00 | 0 | 0 | 68.3573 | 90 | 0 | 0 | 0.053289 | 0.053289 | 0 | 0 | 0 | 0.053289 | 0 | 0 | 0 | 0 | 0 | 0.056094 | 0.053289 | 0 | 0 | 0 | 4.5537 | 0 | 0.056094 | -0.056094 | 5.9409 | 99.0145 | 0.2113 | 0.058618 | 0 | 0 | 4.5537
2007-12-14 20:00 | 0 | 0 | 68.2083 | 90 | 0 | 0 | 2.2085 | 2.2085 | 1.7 | 0 | 0.5202 | 2.2085 | 0 | 0 | 0 | 0 | 0 | 0.53525 | 0.50848 | 0 | 0 | 0.062327 | 4.4976 | 0 | 0.53525 | -0.53525 | 5.3767 | 89.6112 | 0.2113 | 2.4293 | 0 | 1.7 | 4.4976
2007-12-14 21:00 | 0 | 0 | 66.0061 | 90 | 0 | 0 | 1.5619 | 1.5619 | 1.7 | 0 | 0.5202 | 1.5619 | 0 | 0 | 0 | 0 | 0 | 0 | 0 | 0.13808 | 0.13118 | 0.65705 | 3.9623 | 0.13118 | 0 | 0.13118 | 5.5011 | 91.6853 | 0.2113 | 1.7181 | 0 | 1.7 | 3.9623
2007-12-14 22:00 | 0 | 0 | 59.7711 | 90 | 0 | 0 | 0.18137 | 0.18137 | 0 | 0 | 0 | 0.18137 | 0 | 0 | 0 | 0 | 0 | 0.19091 | 0.18137 | 0 | 0 | 0.52587 | 4.0804 | 0 | 0.19091 | -0.19091 | 5.2999 | 88.3314 | 0.2113 | 0.1995 | 0 | 0 | 4.0804
2007-12-14 23:00 | 0 | 0 | 42.7877 | 90 | 0 | 0 | 0.47893 | 0.47893 | 0 | 0 | 0 | 0.47893 | 0 | 0 | 5.5511e-17 | 0 | 0 | 0.50414 | 0.47893 | 0 | 0 | 0.73799 | 3.8895 | 0 | 0.50414 | -0.50414 | 4.7685 | 79.4745 | 0.2113 | 0.52683 | 0 | 0 | 3.8895
2007-12-15 | 0 | 0 | -1.0396 | 90 | 0 | 0 | 0.41714 | 0.41714 | 0 | 0 | 0 | 0.41714 | 0 | 0 | 5.5511e-17 | 0 | 0 | 0.4391 | 0.41714 | 0 | 0 | 1.2981 | 3.3854 | 0 | 0.4391 | -0.4391 | 4.3056 | 71.7604 | 0.2113 | 0.45886 | 0 | 0 | 3.3854
2007-12-15 01:00 | 0 | 0 | -43.8834 | 90 | 0 | 0 | 0.37849 | 0.37849 | 0 | 0 | 0 | 0.37849 | 0 | 0 | 0 | 0 | 0 | 0.39841 | 0.37849 | 0 | 0 | 1.786 | 2.9463 | 0 | 0.39841 | -0.39841 | 3.8857 | 64.761 | 0.2113 | 0.41634 | 0 | 0 | 2.9463
2007-12-15 02:00 | 0 | 0 | -60.1083 | 90 | 0 | 0 | 0.18852 | 0.18852 | 0 | 0 | 0 | 0.18852 | 0 | 0 | 2.7756e-17 | 0 | 0 | 0.19844 | 0.18852 | 0 | 0 | 2.2287 | 2.5478 | 0 | 0.19844 | -0.19844 | 3.6765 | 61.2748 | 0.2113 | 0.20737 | 0 | 0 | 2.5478
2007-12-15 03:00 | 0 | 0 | -66.0978 | 90 | 0 | 0 | 0.32149 | 0.32149 | 0 | 0 | 0 | 0.32149 | 0 | 0 | 5.5511e-17 | 0 | 0 | 0.33841 | 0.32149 | 0 | 0 | 2.4492 | 2.3494 | 0 | 0.33841 | -0.33841 | 3.3198 | 55.3295 | 0.2113 | 0.35364 | 0 | 0 | 2.3494
2007-12-15 04:00 | 0 | 0 | -68.1929 | 90 | 0 | 0 | 0.32006 | 0.32006 | 0 | 0 | 0 | 0.32006 | 0 | 0 | 0 | 0 | 0 | 0.33691 | 0.32006 | 0 | 0 | 2.8252 | 2.011 | 0 | 0.33691 | -0.33691 | 2.9646 | 49.4107 | 0.2113 | 0.35207 | 0 | 0 | 2.011
2007-12-15 05:00 | 0 | 0 | -68.276 | 90 | 0 | 0 | 0.15863 | 0.15863 | 0 | 0 | 0 | 0.15863 | 0 | 0 | 0 | 0 | 0 | 0.16698 | 0.15863 | 0 | 0 | 3.1996 | 1.6741 | 0 | 0.16698 | -0.16698 | 2.7886 | 46.4772 | 0.2113 | 0.17449 | 0 | 0 | 1.6741
2007-12-15 06:00 | 0.0080203 | 0 | -66.9285 | 90 | 0 | 0 | 0 | 0 | 0 | 0 | 0 | 0 | 0 | 0 | 0 | 0 | 0 | 0 | 0 | 0 | 0 | 3.3851 | 1.5071 | 0 | 0 | 0 | 2.7886 | 46.4772 | 0.2113 | 0 | 0 | 0 | 1.5071
2007-12-15 07:00 | 0.17774 | 10.2 | -64.1929 | 75.9863 | 0.2367 | 0.42228 | 1.3194 | 1.3194 | 1.7 | 0 | 0.5202 | 1.3194 | 32.0063 | 0 | 0 | 0 | 0.42228 | 0 | 0 | 0.38064 | 0.36161 | 3.3851 | 1.5071 | 0.78389 | 0 | 0.78389 | 3.5323 | 58.8716 | 0.21134 | 1.4513 | 0.33782 | 1.7 | 1.9294
2007-12-15 08:00 | 0.45384 | 23.2927 | -59.7215 | 62.4043 | 0.528 | 0.94195 | 1.6501 | 1.6501 | 1.7 | 0 | 0.5202 | 1.6501 | 57.0843 | 6.9389e-18 | 0 | 0 | 0.94195 | 0 | 0 | 0.049899 | 0.047404 | 2.6012 | 2.2126 | 0.98935 | 0 | 0.98935 | 4.4709 | 74.5146 | 0.21139 | 1.8151 | 0.75356 | 1.7 | 3.1546
2007-12-15 09:00 | 0.6458 | 35.6337 | -52.6744 | 49.2511 | 0.71977 | 1.2841 | 0.89361 | 0.89361 | 1.205 | 0 | 0.38506 | 0.89361 | 143.696 | 0 | 0 | 0 | 1.2841 | 0 | 0 | 0.31138 | 0.29581 | 1.6118 | 3.103 | 1.5799 | 0 | 1.5799 | 5.9697 | 99.4947 | 0.21133 | 0.98297 | 1.0273 | 1.7 | 4.3871
2007-12-15 10:00 | 0.8885 | 46.5394 | -41.4537 | 37.081 | 0.97346 | 1.7367 | 0.054385 | 0.054385 | 0 | 0 | 0 | 0.054385 | 3193.271 | 1.6474 | 0 | 0 | 1.7367 | 0.057247 | 0.054385 | 0 | 0 | 0.031957 | 4.5249 | 0.031957 | 0 | 0.031957 | 6 | 100 | 0.21133 | 0.059823 | 1.3893 | 0 | 6.2616
2007-12-15 11:00 | 0.91136 | 54.6274 | -23.7776 | 27.3194 | 0.98934 | 1.765 | 1.4959 | 1.4959 | 0.425 | 0 | 0.17213 | 1.4959 | 117.9916 | 0.63777 | 0 | 0 | 1.765 | 1.1272 | 1.0709 | 0 | 0 | 0 | 4.5537 | 0 | 0 | 0 | 6 | 100 | 0.21133 | 1.6454 | 1.412 | 1.7 | 6.3187
2007-12-15 12:00 | 0.92928 | 57.6903 | 0.47965 | 23.2776 | 1.0062 | 1.7951 | 0 | 0 | 0 | 0 | 0 | 0 | 0 | 1.7951 | 0 | 0 | 1.7951 | 0 | 0 | 0 | 0 | 0 | 4.5537 | 0 | 0 | 0 | 6 | 100 | 0.21133 | 0 | 1.4361 | 0 | 6.3488
2007-12-15 13:00 | 0.95136 | 54.4016 | 24.5706 | 27.6071 | 1.0334 | 1.8436 | 0.85305 | 0.85305 | 0 | 0 | 0 | 0.85305 | 216.1199 | 0.94566 | 0 | 0 | 1.8436 | 0.89795 | 0.85305 | 0 | 0 | 0 | 4.5537 | 0 | 0 | 0 | 6 | 100 | 0.21133 | 0.93835 | 1.4749 | 0 | 6.3973
2007-12-15 14:00 | 0.80031 | 46.1725 | 41.9727 | 37.5042 | 0.87631 | 1.5633 | 0.45202 | 0.45202 | 0 | 0 | 0 | 0.45202 | 345.8533 | 1.0875 | 0 | 0 | 1.5633 | 0.47582 | 0.45202 | 0 | 0 | 0 | 4.5537 | 0 | 0 | 0 | 6 | 100 | 0.21133 | 0.49723 | 1.2507 | 0 | 6.117
2007-12-15 15:00 | 0.62489 | 35.1943 | 52.9987 | 49.728 | 0.69679 | 1.2431 | 0 | 0 | 0 | 0 | 0 | 0 | 0 | 1.2431 | 0 | 0 | 1.2431 | 0 | 0 | 0 | 0 | 0 | 4.5537 | 0 | 0 | 0 | 6 | 100 | 0.21133 | 0 | 0.99446 | 0 | 5.7968
2007-12-15 16:00 | 0.39275 | 22.816 | 59.9269 | 62.9042 | 0.45521 | 0.81209 | 2.7789 | 2.7789 | 1.7 | 0 | 0.5202 | 2.7789 | 29.2239 | 0 | 0 | 0 | 0.81209 | 1.1357 | 1.0789 | 0 | 0 | 0 | 4.5537 | 0 | 0.32356 | -0.32356 | 5.659 | 94.3157 | 0.21133 | 3.0568 | 0.64968 | 1.7 | 5.3658
2007-12-15 17:00 | 0.15771 | 9.7033 | 64.3224 | 76.4962 | 0.20871 | 0.37233 | 1.245 | 1.245 | 0 | 0 | 0 | 1.245 | 29.9054 | 0 | 2.2204e-16 | 0 | 0.37233 | 1.3106 | 1.245 | 0 | 0 | 0.35951 | 4.2301 | 0 | 0.93823 | -0.93823 | 4.67 | 77.8328 | 0.21133 | 1.3695 | 0.29787 | 0 | 4.6025
2007-12-15 18:00 | 0.0040092 | 0 | 67.0026 | 90 | 0 | 0 | 0.46516 | 0.46516 | 0 | 0 | 0 | 0.46516 | 0 | 0 | 5.5511e-17 | 0 | 0 | 0.48964 | 0.46516 | 0 | 0 | 1.402 | 3.2919 | 0 | 0.48964 | -0.48964 | 4.1538 | 69.2306 | 0.21133 | 0.51168 | 0 | 0 | 3.2919
2007-12-15 19:00 | 0 | 0 | 68.3001 | 90 | 0 | 0 | 1.4408 | 1.4408 | 1.7 | 0 | 0.5202 | 1.4408 | 0 | 0 | 0 | 0 | 0 | 0 | 0 | 0.25918 | 0.24622 | 1.946 | 2.8023 | 0.24622 | 0 | 0.24622 | 4.3874 | 73.1237 | 0.21134 | 1.5849 | 0 | 1.7 | 2.8023
2007-12-15 20:00 | 0 | 0 | 68.157 | 90 | 0 | 0 | 1.4794 | 1.4794 | 1.7 | 0 | 0.5202 | 1.4794 | 0 | 0 | 0 | 0 | 0 | 0 | 0 | 0.22065 | 0.20961 | 1.6998 | 3.0239 | 0.20961 | 0 | 0.20961 | 4.5863 | 76.438 | 0.21136 | 1.6273 | 0 | 1.7 | 3.0239
2007-12-15 21:00 | 0 | 0 | 65.9636 | 90 | 0 | 0 | 1.2625 | 1.2625 | 1.7 | 0 | 0.5202 | 1.2625 | 0 | 0 | 0 | 0 | 0 | 0 | 0 | 0.4375 | 0.41562 | 1.4902 | 3.2125 | 0.41562 | 0 | 0.41562 | 4.9806 | 83.0096 | 0.21138 | 1.3888 | 0 | 1.7 | 3.2125
2007-12-15 22:00 | 0 | 0 | 59.7545 | 90 | 0 | 0 | 0.25341 | 0.25341 | 0 | 0 | 0 | 0.25341 | 0 | 0 | 0 | 0 | 0 | 0.26674 | 0.25341 | 0 | 0 | 1.0746 | 3.5866 | 0 | 0.26674 | -0.26674 | 4.6994 | 78.3234 | 0.21138 | 0.27875 | 0 | 0 | 3.5866
2007-12-15 23:00 | 0 | 0 | 42.8846 | 90 | 0 | 0 | 0.63046 | 0.63046 | 0 | 0 | 0 | 0.63046 | 0 | 0 | 1.1102e-16 | 0 | 0 | 0.66364 | 0.63046 | 0 | 0 | 1.371 | 3.3198 | 0 | 0.66364 | -0.66364 | 3.9999 | 66.6645 | 0.21138 | 0.6935 | 0 | 0 | 3.3198
2007-12-16 | 0 | 0 | -0.61871 | 90 | 0 | 0 | 0 | 0 | 0 | 0 | 0 | 0 | 0 | 0 | 0 | 0 | 0 | 0 | 0 | 0 | 0 | 2.1083 | 2.6562 | 0 | 0 | 0 | 3.9999 | 66.6645 | 0.21138 | 0 | 0 | 0 | 2.6562
2007-12-16 01:00 | 0 | 0 | -43.593 | 90 | 0 | 0 | 0 | 0 | 0 | 0 | 0 | 0 | 0 | 0 | 0 | 0 | 0 | 0 | 0 | 0 | 0 | 2.1083 | 2.6562 | 0 | 0 | 0 | 3.9999 | 66.6645 | 0.21138 | 0 | 0 | 0 | 2.6562
2007-12-16 02:00 | 0 | 0 | -59.9623 | 90 | 0 | 0 | 0.62599 | 0.62599 | 0 | 0 | 0 | 0.62599 | 0 | 0 | 0 | 0 | 0 | 0.65894 | 0.62599 | 0 | 0 | 2.1083 | 2.6562 | 0 | 0.65894 | -0.65894 | 3.3053 | 55.0881 | 0.21138 | 0.68859 | 0 | 0 | 2.6562
2007-12-16 03:00 | 0 | 0 | -66.0114 | 90 | 0 | 0 | 0.36463 | 0.36463 | 0 | 0 | 0 | 0.36463 | 0 | 0 | 5.5511e-17 | 0 | 0 | 0.38382 | 0.36463 | 0 | 0 | 2.8405 | 1.9973 | 0 | 0.38382 | -0.38382 | 2.9007 | 48.345 | 0.21138 | 0.4011 | 0 | 0 | 1.9973
2007-12-16 04:00 | 0 | 0 | -68.1354 | 90 | 0 | 0 | 0.29933 | 0.29933 | 0 | 0 | 0 | 0.29933 | 0 | 0 | 5.5511e-17 | 0 | 0 | 0.31508 | 0.29933 | 0 | 0 | 3.267 | 1.6134 | 0 | 0.31508 | -0.31508 | 2.5686 | 42.8096 | 0.21138 | 0.32926 | 0 | 0 | 1.6134
2007-12-16 05:00 | 0 | 0 | -68.2357 | 90 | 0 | 0 | 0.36847 | 0.36847 | 0 | 0 | 0 | 0.36847 | 0 | 0 | 5.5511e-17 | 0 | 0 | 0.38786 | 0.36847 | 0 | 0 | 3.617 | 1.2983 | 0 | 0.38786 | -0.38786 | 2.1597 | 35.9956 | 0.21138 | 0.40531 | 0 | 0 | 1.2983
2007-12-16 06:00 | 0.0062001 | 0 | -66.9006 | 90 | 0 | 0 | 0.097599 | 0.097599 | 0 | 0 | 0 | 0.097599 | 0 | 0 | 0 | 0 | 0 | 0.10274 | 0.097599 | 0 | 0 | 4.048 | 0.91049 | 0 | 0.10274 | -0.10274 | 2.0514 | 34.1908 | 0.21138 | 0.10736 | 0 | 0 | 0.91049
2007-12-16 07:00 | 0.17356 | 10.0891 | -64.1765 | 76.0936 | 0.23119 | 0.41244 | 0.64501 | 0.64501 | 0 | 0 | 0 | 0.64501 | 63.9432 | 0 | 0 | 0 | 0.41244 | 0.67896 | 0.64501 | 0 | 0 | 4.1622 | 0.80775 | 0 | 0.26652 | -0.26652 | 1.7705 | 29.5085 | 0.21138 | 0.70951 | 0.32995 | 0 | 1.2202
2007-12-16 08:00 | 0.42448 | 23.1807 | -59.7193 | 62.5146 | 0.49349 | 0.88038 | 0.17021 | 0.17021 | 0 | 0 | 0 | 0.17021 | 517.228 | 0 | 0 | 0 | 0.88038 | 0.17917 | 0.17021 | 0 | 0 | 4.4583 | 0.54123 | 0.70121 | 0 | 0.70121 | 2.4357 | 40.5956 | 0.2113 | 0.18723 | 0.70431 | 0 | 1.4216
2007-12-16 09:00 | 0.66342 | 35.5229 | -52.6946 | 49.3631 | 0.73997 | 1.3201 | 1.8443 | 1.8443 | 1.7 | 0 | 0.5202 | 1.8443 | 71.5783 | 0 | 0 | 0 | 1.3201 | 0.15188 | 0.14429 | 0 | 0 | 3.7571 | 1.1723 | 1.1682 | 0 | 1.1682 | 3.544 | 59.0669 | 0.21135 | 2.0287 | 1.0561 | 1.7 | 2.4924
2007-12-16 10:00 | 0.85863 | 46.4354 | -41.5141 | 37.1906 | 0.94064 | 1.6781 | 0.9432 | 0.9432 | 1.7 | 0 | 0.5202 | 0.9432 | 177.9155 | 0 | 0 | 0 | 1.6781 | 0 | 0 | 0.7568 | 0.71896 | 2.5888 | 2.2237 | 2.3971 | 0 | 2.3971 | 5.8181 | 96.9676 | 0.21128 | 1.0375 | 1.3425 | 1.7 | 3.9018
2007-12-16 11:00 | 1.0081 | 54.5435 | -23.9055 | 27.4127 | 1.0957 | 1.9547 | 1.1934 | 1.1934 | 0 | 0 | 0 | 1.1934 | 163.7954 | 0.50673 | 0 | 0 | 1.9547 | 1.2562 | 1.1934 | 0 | 0 | 0.19178 | 4.3811 | 0.19178 | 0 | 0.19178 | 6 | 100 | 0.21126 | 1.3127 | 1.5638 | 0 | 6.3358
2007-12-16 12:00 | 1.0087 | 57.6477 | 0.28596 | 23.3199 | 1.0933 | 1.9504 | 0.14384 | 0.14384 | 0 | 0 | 0 | 0.14384 | 1355.942 | 1.799 | 0 | 0 | 1.9504 | 0.15141 | 0.14384 | 0 | 0 | 0 | 4.5537 | 0 | 0 | 0 | 6 | 100 | 0.21126 | 0.15822 | 1.5603 | 0 | 6.5041
2007-12-16 13:00 | 0.97995 | 54.4089 | 24.3786 | 27.5843 | 1.0649 | 1.8998 | 0.49711 | 0.49711 | 0 | 0 | 0 | 0.49711 | 382.1637 | 1.3765 | 0 | 0 | 1.8998 | 0.52328 | 0.49711 | 0 | 0 | 0 | 4.5537 | 0 | 0 | 0 | 6 | 100 | 0.21126 | 0.54682 | 1.5198 | 0 | 6.4535
2007-12-16 14:00 | 0.8891 | 46.2165 | 41.8239 | 37.4431 | 0.97471 | 1.7389 | 0.75184 | 0.75184 | 0 | 0 | 0 | 0.75184 | 231.2847 | 0.94748 | 0 | 0 | 1.7389 | 0.79141 | 0.75184 | 0 | 0 | 0 | 4.5537 | 0 | 0 | 0 | 6 | 100 | 0.21126 | 0.82702 | 1.3911 | 0 | 6.2926
2007-12-16 15:00 | 0.62593 | 35.2607 | 52.8883 | 49.6477 | 0.69795 | 1.2451 | 2.5315 | 2.5315 | 1.3486 | 0 | 0.42427 | 2.5315 | 49.1865 | 0 | 0 | 0 | 1.2451 | 1.2451 | 1.1829 | 0 | 0 | 0 | 4.5537 | 0 | 0 | 0 | 6 | 100 | 0.21126 | 2.7846 | 0.99612 | 1.7 | 5.7988
2007-12-16 16:00 | 0.39314 | 22.8962 | 59.842 | 62.813 | 0.45546 | 0.81254 | 0.89344 | 0.89344 | 0 | 0 | 0 | 0.89344 | 90.9446 | 0 | 0 | 0 | 0.81254 | 0.94046 | 0.89344 | 0 | 0 | 0 | 4.5537 | 0 | 0.12793 | -0.12793 | 5.8652 | 97.7525 | 0.21126 | 0.98279 | 0.65003 | 0 | 5.3662
2007-12-16 17:00 | 0.15835 | 9.7927 | 64.2539 | 76.3979 | 0.20886 | 0.3726 | 0.89696 | 0.89696 | 0 | 0 | 0 | 0.89696 | 41.5406 | 0 | 0 | 0 | 0.3726 | 0.94417 | 0.89696 | 0 | 0 | 0.14214 | 4.4258 | 0 | 0.57156 | -0.57156 | 5.2627 | 87.7112 | 0.21126 | 0.98665 | 0.29808 | 0 | 4.7984
2007-12-16 18:00 | 0.0044184 | 0 | 66.9448 | 90 | 0 | 0 | 0.12627 | 0.12627 | 0 | 0 | 0 | 0.12627 | 0 | 0 | 2.7756e-17 | 0 | 0 | 0.13291 | 0.12627 | 0 | 0 | 0.77721 | 3.8542 | 0 | 0.13291 | -0.13291 | 5.1226 | 85.3761 | 0.21126 | 0.13889 | 0 | 0 | 3.8542
2007-12-16 19:00 | 0 | 0 | 68.25 | 90 | 0 | 0 | 1.0384 | 1.0384 | 0 | 0 | 0 | 1.0384 | 0 | 0 | 0 | 0 | 0 | 1.0931 | 1.0384 | 0 | 0 | 0.9249 | 3.7213 | 0 | 1.0931 | -1.0931 | 3.9704 | 66.1724 | 0.21126 | 1.1423 | 0 | 0 | 3.7213
2007-12-16 20:00 | 0 | 0 | 68.1139 | 90 | 0 | 0 | 1.299 | 1.299 | 1.7 | 0 | 0.5202 | 1.299 | 0 | 0 | 0 | 0 | 0 | 0 | 0 | 0.40101 | 0.38096 | 2.1394 | 2.6282 | 0.38096 | 0 | 0.38096 | 4.3318 | 72.1959 | 0.21128 | 1.4289 | 0 | 1.7 | 2.6282
2007-12-16 21:00 | 0 | 0 | 65.931 | 90 | 0 | 0 | 0.12767 | 0.12767 | 1.5803 | 0 | 0.48752 | 0.12767 | 0 | 0 | 0 | 0 | 0 | 0 | 0 | 1.4526 | 1.38 | 1.7585 | 2.971 | 1.38 | 0 | 1.38 | 5.6409 | 94.0156 | 0.21132 | 0.14044 | 0 | 1.7 | 2.971
2007-12-16 22:00 | 0 | 0 | 59.7506 | 90 | 0 | 0 | 0.55507 | 0.55507 | 0 | 0 | 0 | 0.55507 | 0 | 0 | 1.1102e-16 | 0 | 0 | 0.58428 | 0.55507 | 0 | 0 | 0.37849 | 4.213 | 0 | 0.58428 | -0.58428 | 5.0251 | 83.7508 | 0.21132 | 0.61057 | 0 | 0 | 4.213
2007-12-16 23:00 | 0 | 0 | 42.9967 | 90 | 0 | 0 | 0.41177 | 0.41177 | 0 | 0 | 0 | 0.41177 | 0 | 0 | 5.5511e-17 | 0 | 0 | 0.43344 | 0.41177 | 0 | 0 | 1.0277 | 3.6288 | 0 | 0.43344 | -0.43344 | 4.5682 | 76.136 | 0.21132 | 0.45295 | 0 | 0 | 3.6288
2007-12-17 | 0 | 0 | -0.19732 | 90 | 0 | 0 | 0.56758 | 0.56758 | 0 | 0 | 0 | 0.56758 | 0 | 0 | 1.1102e-16 | 0 | 0 | 0.59745 | 0.56758 | 0 | 0 | 1.5093 | 3.1953 | 0 | 0.59745 | -0.59745 | 3.9384 | 65.6399 | 0.21132 | 0.62434 | 0 | 0 | 3.1953
2007-12-17 01:00 | 0 | 0 | -43.3143 | 90 | 0 | 0 | 0 | 0 | 0 | 0 | 0 | 0 | 0 | 0 | 0 | 0 | 0 | 0 | 0 | 0 | 0 | 2.1731 | 2.5979 | 0 | 0 | 0 | 3.9384 | 65.6399 | 0.21132 | 0 | 0 | 0 | 2.5979
2007-12-17 02:00 | 0 | 0 | -59.8271 | 90 | 0 | 0 | 0.40311 | 0.40311 | 0 | 0 | 0 | 0.40311 | 0 | 0 | 5.5511e-17 | 0 | 0 | 0.42433 | 0.40311 | 0 | 0 | 2.1731 | 2.5979 | 0 | 0.42433 | -0.42433 | 3.4911 | 58.1852 | 0.21132 | 0.44342 | 0 | 0 | 2.5979
2007-12-17 03:00 | 0 | 0 | -65.9339 | 90 | 0 | 0 | 0.039577 | 0.039577 | 0 | 0 | 0 | 0.039577 | 0 | 0 | 6.9389e-18 | 0 | 0 | 0.04166 | 0.039577 | 0 | 0 | 2.6446 | 2.1735 | 0 | 0.04166 | -0.04166 | 3.4472 | 57.4533 | 0.21132 | 0.043535 | 0 | 0 | 2.1735
2007-12-17 04:00 | 0 | 0 | -68.0858 | 90 | 0 | 0 | 0.052804 | 0.052804 | 0 | 0 | 0 | 0.052804 | 0 | 0 | 6.9389e-18 | 0 | 0 | 0.055583 | 0.052804 | 0 | 0 | 2.6909 | 2.1319 | 0 | 0.055583 | -0.055583 | 3.3886 | 56.4768 | 0.21132 | 0.058084 | 0 | 0 | 2.1319
2007-12-17 05:00 | 0 | 0 | -68.2025 | 90 | 0 | 0 | 0.1311 | 0.1311 | 0 | 0 | 0 | 0.1311 | 0 | 0 | 2.7756e-17 | 0 | 0 | 0.138 | 0.1311 | 0 | 0 | 2.7527 | 2.0763 | 0 | 0.138 | -0.138 | 3.2432 | 54.0525 | 0.21132 | 0.14421 | 0 | 0 | 2.0763
2007-12-17 06:00 | 0.0073968 | 0 | -66.8796 | 90 | 0 | 0 | 0.23649 | 0.23649 | 0 | 0 | 0 | 0.23649 | 0 | 0 | 2.7756e-17 | 0 | 0 | 0.24893 | 0.23649 | 0 | 0 | 2.906 | 1.9383 | 0 | 0.24893 | -0.24893 | 2.9808 | 49.6791 | 0.21132 | 0.26014 | 0 | 0 | 1.9383
2007-12-17 07:00 | 0.18182 | 9.9792 | -64.1671 | 76.2009 | 0.24541 | 0.43781 | 2.1938 | 2.1938 | 1.7 | 0 | 0.5202 | 2.1938 | 19.9566 | 0 | 0 | 0 | 0.43781 | 0.51981 | 0.49382 | 0 | 0 | 3.1826 | 1.6894 | 0 | 0.081996 | -0.081996 | 2.8943 | 48.2386 | 0.21132 | 2.4132 | 0.35025 | 1.7 | 2.1272
2007-12-17 08:00 | 0.36602 | 23.0705 | -59.7244 | 62.6242 | 0.41915 | 0.74776 | 1.1343 | 1.1343 | 1.7 | 0 | 0.5202 | 1.1343 | 65.925 | 0 | 0 | 0 | 0.74776 | 0 | 0 | 0.56574 | 0.53746 | 3.2737 | 1.6074 | 1.2852 | 0 | 1.2852 | 4.1136 | 68.5596 | 0.21138 | 1.2477 | 0.59821 | 1.7 | 2.3551
2007-12-17 09:00 | 0.66305 | 35.415 | -52.7224 | 49.4733 | 0.73987 | 1.3199 | 0 | 0 | 0.70373 | 0 | 0.24822 | 0 | 0 | 0 | 0 | 0 | 1.3199 | 0 | 0 | 0.70373 | 0.66855 | 1.9885 | 2.7641 | 1.9885 | 0 | 1.9885 | 6 | 100 | 0.21119 | 0 | 1.0559 | 1.7 | 4.084
2007-12-17 10:00 | 0.835 | 46.3356 | -41.5821 | 37.297 | 0.9147 | 1.6318 | 2.3804 | 2.3804 | 1.0004 | 0 | 0.32922 | 2.3804 | 68.5519 | 0.1792 | 0 | 0 | 1.6318 | 1.4526 | 1.38 | 0 | 0 | 0 | 4.5537 | 0 | 0 | 0 | 6 | 100 | 0.21119 | 2.6185 | 1.3055 | 1.7 | 6.1855
2007-12-17 11:00 | 0.83313 | 54.4652 | -24.0393 | 27.501 | 0.90224 | 1.6096 | 0 | 0 | 0 | 0 | 0 | 0 | 0 | 1.6096 | 0 | 0 | 1.6096 | 0 | 0 | 0 | 0 | 0 | 4.5537 | 0 | 0 | 0 | 6 | 100 | 0.21119 | 0 | 1.2877 | 0 | 6.1633
2007-12-17 12:00 | 0.84573 | 57.6116 | 0.091328 | 23.3559 | 0.91254 | 1.628 | 1.8745 | 1.8745 | 0.49453 | 0 | 0.19111 | 1.8745 | 86.8472 | 0.17535 | 0 | 0 | 1.628 | 1.4526 | 1.38 | 0 | 0 | 0 | 4.5537 | 0 | 0 | 0 | 6 | 100 | 0.21119 | 2.062 | 1.3024 | 1.7 | 6.1817
2007-12-17 13:00 | 0.6205 | 54.4222 | 24.1905 | 27.5558 | 0.65129 | 1.1619 | 0 | 0 | 0 | 0 | 0 | 0 | 0 | 1.1619 | 0 | 0 | 1.1619 | 0 | 0 | 0 | 0 | 0 | 4.5537 | 0 | 0 | 0 | 6 | 100 | 0.21119 | 0 | 0.92952 | 0 | 5.7156
2007-12-17 14:00 | 0.66715 | 46.2657 | 41.6812 | 37.3777 | 0.72204 | 1.2881 | 2.0062 | 2.0062 | 0.78248 | 0 | 0.26972 | 2.0062 | 64.2071 | 0 | 0 | 0 | 1.2881 | 1.2881 | 1.2237 | 0 | 0 | 0 | 4.5537 | 0 | 0 | 0 | 6 | 100 | 0.21119 | 2.2068 | 1.0305 | 1.7 | 5.8418
2007-12-17 15:00 | 0.48795 | 35.3312 | 52.7844 | 49.5643 | 0.52974 | 0.94505 | 0.16898 | 0.16898 | 0 | 0 | 0 | 0.16898 | 559.2748 | 0.76718 | 0 | 0 | 0.94505 | 0.17787 | 0.16898 | 0 | 0 | 0 | 4.5537 | 0 | 0 | 0 | 6 | 100 | 0.21119 | 0.18588 | 0.75604 | 0 | 5.4987
2007-12-17 16:00 | 0.37275 | 22.9796 | 59.7636 | 62.7196 | 0.42855 | 0.76454 | 0 | 0 | 0 | 0 | 0 | 0 | 0 | 0.76454 | 0 | 0 | 0.76454 | 0 | 0 | 0 | 0 | 0 | 4.5537 | 0 | 0 | 0 | 6 | 100 | 0.21119 | 0 | 0.61163 | 0 | 5.3182
2007-12-17 17:00 | 0.13242 | 9.8845 | 64.1918 | 76.2982 | 0.16156 | 0.28823 | 0 | 0 | 0 | 0 | 0 | 0 | 0 | 0.28823 | 0 | 0 | 0.28823 | 0 | 0 | 0 | 0 | 0 | 4.5537 | 0 | 0 | 0 | 6 | 100 | 0.21119 | 0 | 0.23058 | 0 | 4.8419
2007-12-17 18:00 | 0.004266 | 0 | 66.8937 | 90 | 0 | 0 | 1.4062 | 1.4062 | 1.4062 | 0 | 0.44 | 1.4062 | 0 | 0 | 0 | 0 | 0 | 0 | 0 | 0 | 0 | 0 | 4.5537 | 0 | 0 | 0 | 6 | 100 | 0.21119 | 1.5469 | 0 | 1.7 | 4.5537
2007-12-17 19:00 | 0 | 0 | 68.2071 | 90 | 0 | 0 | 1.9815 | 1.9815 | 1.7 | 0 | 0.5202 | 1.9815 | 0 | 0 | 0 | 0 | 0 | 0.29628 | 0.28147 | 0 | 0 | 0 | 4.5537 | 0 | 0.29628 | -0.29628 | 5.6877 | 94.7948 | 0.21119 | 2.1796 | 0 | 1.7 | 4.5537
2007-12-17 20:00 | 0 | 0 | 68.0789 | 90 | 0 | 0 | 1.8291 | 1.8291 | 1.7 | 0 | 0.5202 | 1.8291 | 0 | 0 | 0 | 0 | 0 | 0.13587 | 0.12907 | 0 | 0 | 0.3292 | 4.2574 | 0 | 0.13587 | -0.13587 | 5.5445 | 92.4079 | 0.21119 | 2.012 | 0 | 1.7 | 4.2574
2007-12-17 21:00 | 0 | 0 | 65.9082 | 90 | 0 | 0 | 0.77246 | 0.77246 | 0 | 0 | 0 | 0.77246 | 0 | 0 | 1.1102e-16 | 0 | 0 | 0.81312 | 0.77246 | 0 | 0 | 0.48017 | 4.1215 | 0 | 0.81312 | -0.81312 | 4.6874 | 78.123 | 0.21119 | 0.84971 | 0 | 0 | 4.1215
2007-12-17 22:00 | 0 | 0 | 59.7593 | 90 | 0 | 0 | 0.052732 | 0.052732 | 0 | 0 | 0 | 0.052732 | 0 | 0 | 6.9389e-18 | 0 | 0 | 0.055508 | 0.052732 | 0 | 0 | 1.3836 | 3.3084 | 0 | 0.055508 | -0.055508 | 4.6289 | 77.1478 | 0.21119 | 0.058005 | 0 | 0 | 3.3084
2007-12-17 23:00 | 0 | 0 | 43.1236 | 90 | 0 | 0 | 0.060641 | 0.060641 | 0 | 0 | 0 | 0.060641 | 0 | 0 | 6.9389e-18 | 0 | 0 | 0.063832 | 0.060641 | 0 | 0 | 1.4453 | 3.2529 | 0 | 0.063832 | -0.063832 | 4.5616 | 76.0264 | 0.21119 | 0.066705 | 0 | 0 | 3.2529
2007-12-18 | 0 | 0 | 0.2248 | 90 | 0 | 0 | 0.58933 | 0.58933 | 0 | 0 | 0 | 0.58933 | 0 | 0 | 1.1102e-16 | 0 | 0 | 0.62034 | 0.58933 | 0 | 0 | 1.5162 | 3.1891 | 0 | 0.62034 | -0.62034 | 3.9077 | 65.1281 | 0.21119 | 0.64826 | 0 | 0 | 3.1891
2007-12-18 01:00 | 0 | 0 | -43.0475 | 90 | 0 | 0 | 0.018794 | 0.018794 | 0 | 0 | 0 | 0.018794 | 0 | 0 | 3.4694e-18 | 0 | 0 | 0.019783 | 0.018794 | 0 | 0 | 2.2055 | 2.5687 | 0 | 0.019783 | -0.019783 | 3.8868 | 64.7805 | 0.21119 | 0.020673 | 0 | 0 | 2.5687
2007-12-18 02:00 | 0 | 0 | -59.7027 | 90 | 0 | 0 | 0.024488 | 0.024488 | 0 | 0 | 0 | 0.024488 | 0 | 0 | 3.4694e-18 | 0 | 0 | 0.025776 | 0.024488 | 0 | 0 | 2.2275 | 2.549 | 0 | 0.025776 | -0.025776 | 3.8597 | 64.3277 | 0.21119 | 0.026936 | 0 | 0 | 2.549
2007-12-18 03:00 | 0 | 0 | -65.8655 | 90 | 0 | 0 | 0.27301 | 0.27301 | 0 | 0 | 0 | 0.27301 | 0 | 0 | 0 | 0 | 0 | 0.28738 | 0.27301 | 0 | 0 | 2.2561 | 2.5232 | 0 | 0.28738 | -0.28738 | 3.5567 | 59.2789 | 0.21119 | 0.30032 | 0 | 0 | 2.5232
2007-12-18 04:00 | 0 | 0 | -68.044 | 90 | 0 | 0 | 0.39268 | 0.39268 | 0 | 0 | 0 | 0.39268 | 0 | 0 | 5.5511e-17 | 0 | 0 | 0.41335 | 0.39268 | 0 | 0 | 2.5754 | 2.2358 | 0 | 0.41335 | -0.41335 | 3.121 | 52.017 | 0.21119 | 0.43195 | 0 | 0 | 2.2358
2007-12-18 05:00 | 0 | 0 | -68.1765 | 90 | 0 | 0 | 0.22847 | 0.22847 | 0 | 0 | 0 | 0.22847 | 0 | 0 | 2.7756e-17 | 0 | 0 | 0.2405 | 0.22847 | 0 | 0 | 3.0347 | 1.8224 | 0 | 0.2405 | -0.2405 | 2.8675 | 47.7919 | 0.21119 | 0.25132 | 0 | 0 | 1.8224
2007-12-18 06:00 | 0.0028471 | 0 | -66.8655 | 90 | 0 | 0 | 0.60738 | 0.60738 | 0 | 0 | 0 | 0.60738 | 0 | 0 | 1.1102e-16 | 0 | 0 | 0.63935 | 0.60738 | 0 | 0 | 3.3019 | 1.5819 | 0 | 0.63935 | -0.63935 | 2.1936 | 36.5598 | 0.21119 | 0.66812 | 0 | 0 | 1.5819
2007-12-18 07:00 | 0.10204 | 9.8704 | -64.1646 | 76.3082 | 0.11197 | 0.19975 | 0.93867 | 0.93867 | 1.7 | 0 | 0.5202 | 0.93867 | 21.2797 | 0 | 0 | 0 | 0.19975 | 0 | 0 | 0.76133 | 0.72326 | 4.0123 | 0.9426 | 0.92301 | 0 | 0.92301 | 3.0692 | 51.1538 | 0.21125 | 1.0325 | 0.1598 | 1.7 | 1.1423
2007-12-18 08:00 | 0.23833 | 22.9622 | -59.7366 | 62.7329 | 0.24961 | 0.4453 | 0 | 0 | 1.4526 | 0 | 0.45267 | 0 | 0 | 0 | 0 | 0 | 0.4453 | 0 | 0 | 1.4526 | 1.38 | 3.0893 | 1.7733 | 1.8253 | 0 | 1.8253 | 4.8009 | 80.0142 | 0.2112 | 0 | 0.35624 | 1.7 | 2.2186
2007-12-18 09:00 | 0.41214 | 35.31 | -52.7578 | 49.5816 | 0.43503 | 0.7761 | 1.0781 | 1.0781 | 0 | 0 | 0 | 1.0781 | 71.9907 | 0 | 0 | 0 | 0.7761 | 1.1348 | 1.0781 | 0 | 0 | 1.264 | 3.4161 | 0 | 0.3587 | -0.3587 | 4.4228 | 73.7126 | 0.2112 | 1.1859 | 0.62088 | 0 | 4.1922
2007-12-18 10:00 | 0.45322 | 46.2401 | -41.6577 | 37.4001 | 0.46626 | 0.83181 | 1.3151 | 1.3151 | 1.7 | 0 | 0.5202 | 1.3151 | 63.251 | 0 | 0 | 0 | 0.83181 | 0 | 0 | 0.38491 | 0.36566 | 1.6626 | 3.0574 | 1.1975 | 0 | 1.1975 | 5.5588 | 92.6462 | 0.21126 | 1.4466 | 0.66545 | 1.7 | 3.8892
2007-12-18 11:00 | 0.58593 | 54.3927 | -24.1788 | 27.5841 | 0.61055 | 1.0892 | 2.0061 | 2.0061 | 1.4132 | 0 | 0.4419 | 2.0061 | 54.2956 | 5.5511e-17 | 0 | 0 | 1.0892 | 0.62413 | 0.59292 | 0 | 0 | 0.46509 | 4.1351 | 0.46509 | 0 | 0.46509 | 6 | 100 | 0.21128 | 2.2067 | 0.87138 | 1.7 | 5.2243
2007-12-18 12:00 | 0.62323 | 57.5821 | -0.10418 | 23.3854 | 0.65048 | 1.1605 | 2.5333 | 2.5333 | 1.4308 | 0 | 0.44672 | 2.5333 | 45.8086 | 0 | 0 | 0 | 1.1605 | 1.1605 | 1.1024 | 0 | 0 | 0 | 4.5537 | 0 | 0 | 0 | 6 | 100 | 0.21128 | 2.7866 | 0.92837 | 1.7 | 5.7141
2007-12-18 13:00 | 0.70322 | 54.4418 | 24.0064 | 27.5216 | 0.74997 | 1.338 | 2.3959 | 2.3959 | 1.1249 | 0 | 0.36319 | 2.3959 | 55.8432 | 0 | 0 | 0 | 1.338 | 1.338 | 1.2711 | 0 | 0 | 0 | 4.5537 | 0 | 0 | 0 | 6 | 100 | 0.21128 | 2.6355 | 1.0704 | 1.7 | 5.8916
2007-12-18 14:00 | 0.492 | 46.3199 | 41.5446 | 37.308 | 0.51104 | 0.9117 | 2.4004 | 2.4004 | 1.5343 | 0 | 0.47495 | 2.4004 | 37.9817 | 0 | 0 | 0 | 0.9117 | 0.9117 | 0.86612 | 0 | 0 | 0 | 4.5537 | 0 | 0 | 0 | 6 | 100 | 0.21128 | 2.6404 | 0.72936 | 1.7 | 5.4654
2007-12-18 15:00 | 0.2881 | 35.4056 | 52.687 | 49.4777 | 0.29154 | 0.52011 | 0 | 0 | 0 | 0 | 0 | 0 | 0 | 0.52011 | 0 | 0 | 0.52011 | 0 | 0 | 0 | 0 | 0 | 4.5537 | 0 | 0 | 0 | 6 | 100 | 0.21128 | 0 | 0.41609 | 0 | 5.0738
2007-12-18 16:00 | 0.15035 | 23.066 | 59.6918 | 62.6241 | 0.15084 | 0.2691 | 1.4976 | 1.4976 | 1.2419 | 0 | 0.39515 | 1.4976 | 17.9688 | 0 | 0 | 0 | 0.2691 | 0.2691 | 0.25564 | 0 | 0 | 0 | 4.5537 | 0 | 0 | 0 | 6 | 100 | 0.21128 | 1.6473 | 0.21528 | 1.7 | 4.8228
2007-12-18 17:00 | 0.11102 | 9.9786 | 64.1363 | 76.1972 | 0.12494 | 0.2229 | 1.7157 | 1.7157 | 1.5039 | 0 | 0.46667 | 1.7157 | 12.9917 | 1.3878e-16 | 0 | 0 | 0.2229 | 0.2229 | 0.21175 | 0 | 0 | 0 | 4.5537 | 0 | 0 | 0 | 6 | 100 | 0.21128 | 1.8873 | 0.17832 | 1.7 | 4.7766
2007-12-18 18:00 | 0.0042031 | 0 | 66.8493 | 90 | 0 | 0 | 2.0016 | 2.0016 | 1.7 | 0 | 0.5202 | 2.0016 | 0 | 0 | 0 | 0 | 0 | 0.31746 | 0.30158 | 0 | 0 | 0 | 4.5537 | 0 | 0.31746 | -0.31746 | 5.6654 | 94.4229 | 0.21128 | 2.2017 | 0 | 1.7 | 4.5537
2007-12-18 19:00 | 0 | 0 | 68.1714 | 90 | 0 | 0 | 1.6785 | 1.6785 | 1.7 | 0 | 0.5202 | 1.6785 | 0 | 0 | 0 | 0 | 0 | 0 | 0 | 0.021506 | 0.020431 | 0.35273 | 4.2362 | 0.020431 | 0 | 0.020431 | 5.6848 | 94.7459 | 0.21128 | 1.8463 | 0 | 1.7 | 4.2362
2007-12-18 20:00 | 0 | 0 | 68.0519 | 90 | 0 | 0 | 1.8716 | 1.8716 | 1.7 | 0 | 0.5202 | 1.8716 | 0 | 0 | 0 | 0 | 0 | 0.18063 | 0.1716 | 0 | 0 | 0.3323 | 4.2546 | 0 | 0.18063 | -0.18063 | 5.4944 | 91.5726 | 0.21128 | 2.0588 | 0 | 1.7 | 4.2546
2007-12-18 21:00 | 0 | 0 | 65.895 | 90 | 0 | 0 | 0.20996 | 0.20996 | 0 | 0 | 0 | 0.20996 | 0 | 0 | 2.7756e-17 | 0 | 0 | 0.22102 | 0.20996 | 0 | 0 | 0.533 | 4.074 | 0 | 0.22102 | -0.22102 | 5.2614 | 87.6898 | 0.21128 | 0.23096 | 0 | 0 | 4.074
2007-12-18 22:00 | 0 | 0 | 59.7803 | 90 | 0 | 0 | 0 | 0 | 0 | 0 | 0 | 0 | 0 | 0 | 0 | 0 | 0 | 0 | 0 | 0 | 0 | 0.77857 | 3.853 | 0 | 0 | 0 | 5.2614 | 87.6898 | 0.21128 | 0 | 0 | 0 | 3.853
2007-12-18 23:00 | 0 | 0 | 43.2652 | 90 | 0 | 0 | 0.59606 | 0.59606 | 0 | 0 | 0 | 0.59606 | 0 | 0 | 0 | 0 | 0 | 0.62743 | 0.59606 | 0 | 0 | 0.77857 | 3.853 | 0 | 0.62743 | -0.62743 | 4.6 | 76.6669 | 0.21128 | 0.65567 | 0 | 0 | 3.853
2007-12-19 | 0 | 0 | 0.64785 | 90 | 0 | 0 | 0.22965 | 0.22965 | 0 | 0 | 0 | 0.22965 | 0 | 0 | 2.7756e-17 | 0 | 0 | 0.24174 | 0.22965 | 0 | 0 | 1.4757 | 3.2255 | 0 | 0.24174 | -0.24174 | 4.3452 | 72.42 | 0.21128 | 0.25262 | 0 | 0 | 3.2255
2007-12-19 01:00 | 0 | 0 | -42.7925 | 90 | 0 | 0 | 0.011221 | 0.011221 | 0 | 0 | 0 | 0.011221 | 0 | 0 | 0 | 0 | 0 | 0.011812 | 0.011221 | 0 | 0 | 1.7443 | 2.9838 | 0 | 0.011812 | -0.011812 | 4.3328 | 72.2125 | 0.21128 | 0.012343 | 0 | 0 | 2.9838
2007-12-19 02:00 | 0 | 0 | -59.5894 | 90 | 0 | 0 | 0.46465 | 0.46465 | 0 | 0 | 0 | 0.46465 | 0 | 0 | 5.5511e-17 | 0 | 0 | 0.4891 | 0.46465 | 0 | 0 | 1.7574 | 2.972 | 0 | 0.4891 | -0.4891 | 3.8172 | 63.6198 | 0.21128 | 0.51111 | 0 | 0 | 2.972
2007-12-19 03:00 | 0 | 0 | -65.8062 | 90 | 0 | 0 | 0 | 0 | 0 | 0 | 0 | 0 | 0 | 0 | 0 | 0 | 0 | 0 | 0 | 0 | 0 | 2.3009 | 2.4829 | 0 | 0 | 0 | 3.8172 | 63.6198 | 0.21128 | 0 | 0 | 0 | 2.4829
2007-12-19 04:00 | 0 | 0 | -68.01 | 90 | 0 | 0 | 0.47361 | 0.47361 | 0 | 0 | 0 | 0.47361 | 0 | 0 | 5.5511e-17 | 0 | 0 | 0.49854 | 0.47361 | 0 | 0 | 2.3009 | 2.4829 | 0 | 0.49854 | -0.49854 | 3.2917 | 54.8614 | 0.21128 | 0.52097 | 0 | 0 | 2.4829
2007-12-19 05:00 | 0 | 0 | -68.1577 | 90 | 0 | 0 | 0.050445 | 0.050445 | 0 | 0 | 0 | 0.050445 | 0 | 0 | 0 | 0 | 0 | 0.0531 | 0.050445 | 0 | 0 | 2.8548 | 1.9843 | 0 | 0.0531 | -0.0531 | 3.2357 | 53.9285 | 0.21128 | 0.055489 | 0 | 0 | 1.9843
2007-12-19 06:00 | 0.0051209 | 0 | -66.8582 | 90 | 0 | 0 | 0.13635 | 0.13635 | 0 | 0 | 0 | 0.13635 | 0 | 0 | 0 | 0 | 0 | 0.14353 | 0.13635 | 0 | 0 | 2.9138 | 1.9312 | 0 | 0.14353 | -0.14353 | 3.0844 | 51.407 | 0.21128 | 0.14999 | 0 | 0 | 1.9312
2007-12-19 07:00 | 0.1488 | 9.7627 | -64.1689 | 76.4154 | 0.19241 | 0.34326 | 1.1728 | 1.1728 | 0 | 0 | 0 | 1.1728 | 29.2689 | 0 | 0 | 0 | 0.34326 | 1.2345 | 1.1728 | 0 | 0 | 3.0733 | 1.7877 | 0 | 0.89125 | -0.89125 | 2.145 | 35.7494 | 0.21128 | 1.2901 | 0.27461 | 0 | 2.131
2007-12-19 08:00 | 0.42594 | 22.856 | -59.756 | 62.8407 | 0.49661 | 0.88594 | 1.4121 | 1.4121 | 1.7 | 0 | 0.5202 | 1.4121 | 62.738 | 0 | 0 | 0 | 0.88594 | 0 | 0 | 0.28787 | 0.27347 | 4.0636 | 0.89647 | 1.1594 | 0 | 1.1594 | 3.2449 | 54.0814 | 0.21134 | 1.5533 | 0.70876 | 1.7 | 1.7824
2007-12-19 09:00 | 0.67068 | 35.2081 | -52.8006 | 49.6878 | 0.74903 | 1.3363 | 1.3726 | 1.3726 | 1.7 | 0 | 0.5202 | 1.3726 | 97.3504 | 0 | 0 | 0 | 1.3363 | 0 | 0 | 0.32736 | 0.31099 | 2.9042 | 1.9399 | 1.6473 | 0 | 1.6473 | 4.8076 | 80.1268 | 0.21136 | 1.5099 | 1.069 | 1.7 | 3.2762
2007-12-19 10:00 | 0.844 | 46.1489 | -41.7406 | 37.4998 | 0.92506 | 1.6503 | 0.77661 | 0.77661 | 0 | 0 | 0 | 0.77661 | 212.5018 | 0 | 0 | 0 | 1.6503 | 0.81748 | 0.77661 | 0 | 0 | 1.2569 | 3.4225 | 0.83282 | 0 | 0.83282 | 5.5977 | 93.2949 | 0.21126 | 0.85427 | 1.3202 | 0 | 5.0728
2007-12-19 11:00 | 0.94384 | 54.3259 | -24.3239 | 27.662 | 1.0256 | 1.8297 | 1.8831 | 1.8831 | 0.54784 | 0 | 0.20566 | 1.8831 | 97.1596 | 1.1102e-16 | 0 | 0 | 1.8297 | 1.4056 | 1.3353 | 0 | 0 | 0.42407 | 4.172 | 0.42407 | 0 | 0.42407 | 6 | 100 | 0.21122 | 2.0715 | 1.4637 | 1.7 | 6.0017
2007-12-19 12:00 | 0.92724 | 57.5592 | -0.3005 | 23.4085 | 1.0044 | 1.7919 | 0 | 0 | 0 | 0 | 0 | 0 | 0 | 1.7919 | 0 | 0 | 1.7919 | 0 | 0 | 0 | 0 | 0 | 4.5537 | 0 | 0 | 0 | 6 | 100 | 0.21122 | 0 | 1.4335 | 0 | 6.3456
2007-12-19 13:00 | 0.79681 | 54.4674 | 23.8263 | 27.4818 | 0.86049 | 1.5351 | 0 | 0 | 0 | 0 | 0 | 0 | 0 | 1.5351 | 0 | 0 | 1.5351 | 0 | 0 | 0 | 0 | 0 | 4.5537 | 0 | 0 | 0 | 6 | 100 | 0.21122 | 0 | 1.2281 | 0 | 6.0888
2007-12-19 14:00 | 0.77721 | 46.3792 | 41.4142 | 37.2342 | 0.85048 | 1.5173 | 0 | 0 | 0 | 0 | 0 | 0 | 0 | 1.5173 | 0 | 0 | 1.5173 | 0 | 0 | 0 | 0 | 0 | 4.5537 | 0 | 0 | 0 | 6 | 100 | 0.21122 | 0 | 1.2138 | 0 | 6.0709
2007-12-19 15:00 | 0.65606 | 35.4841 | 52.5963 | 49.3882 | 0.73197 | 1.3058 | 2.1109 | 2.1109 | 0.87039 | 0 | 0.29372 | 2.1109 | 61.8607 | 0 | 0 | 0 | 1.3058 | 1.3058 | 1.2406 | 0 | 0 | 0 | 4.5537 | 0 | 0 | 0 | 6 | 100 | 0.21122 | 2.322 | 1.0447 | 1.7 | 5.8595
2007-12-19 16:00 | 0.3131 | 23.1555 | 59.6266 | 62.5264 | 0.34679 | 0.61867 | 0.028842 | 0.028842 | 0 | 0 | 0 | 0.028842 | 2145.021 | 0.58831 | 0 | 0 | 0.61867 | 0.03036 | 0.028842 | 0 | 0 | 0 | 4.5537 | 0 | 0 | 0 | 6 | 100 | 0.21122 | 0.031726 | 0.49493 | 0 | 5.1724
2007-12-19 17:00 | 0.10453 | 10.075 | 64.0874 | 76.0948 | 0.11465 | 0.20453 | 1.1954 | 1.1954 | 0 | 0 | 0 | 1.1954 | 17.1097 | 0 | 2.2204e-16 | 0 | 0.20453 | 1.2583 | 1.1954 | 0 | 0 | 0 | 4.5537 | 0 | 1.0538 | -1.0538 | 4.8892 | 81.4868 | 0.21122 | 1.3149 | 0.16362 | 0 | 4.7582
2007-12-19 18:00 | 0.0037251 | 0 | 66.8117 | 90 | 0 | 0 | 1.6355 | 1.6355 | 1.7 | 0 | 0.5202 | 1.6355 | 0 | 0 | 0 | 0 | 0 | 0 | 0 | 0.0645 | 0.061275 | 1.1709 | 3.4999 | 0.061275 | 0 | 0.061275 | 4.9474 | 82.4557 | 0.21122 | 1.7991 | 0 | 1.7 | 3.4999
2007-12-19 19:00 | 0 | 0 | 68.1428 | 90 | 0 | 0 | 0.87974 | 0.87974 | 0 | 0 | 0 | 0.87974 | 0 | 0 | 1.1102e-16 | 0 | 0 | 0.92604 | 0.87974 | 0 | 0 | 1.1096 | 3.555 | 0 | 0.92604 | -0.92604 | 3.9712 | 66.1869 | 0.21122 | 0.96771 | 0 | 0 | 3.555
2007-12-19 20:00 | 0 | 0 | 68.0331 | 90 | 0 | 0 | 0.10956 | 0.10956 | 0 | 0 | 0 | 0.10956 | 0 | 0 | 1.3878e-17 | 0 | 0 | 0.11533 | 0.10956 | 0 | 0 | 2.1385 | 2.629 | 0 | 0.11533 | -0.11533 | 3.8497 | 64.1608 | 0.21122 | 0.12052 | 0 | 0 | 2.629
2007-12-19 21:00 | 0 | 0 | 65.8915 | 90 | 0 | 0 | 1.1794 | 1.1794 | 0 | 0 | 0 | 1.1794 | 0 | 0 | 0 | 0 | 0 | 1.2414 | 1.1794 | 0 | 0 | 2.2667 | 2.5137 | 0 | 1.2414 | -1.2414 | 2.5411 | 42.3509 | 0.21122 | 1.2973 | 0 | 0 | 2.5137
2007-12-19 22:00 | 0 | 0 | 59.8135 | 90 | 0 | 0 | 0.34462 | 0.34462 | 0 | 0 | 0 | 0.34462 | 0 | 0 | 5.5511e-17 | 0 | 0 | 0.36276 | 0.34462 | 0 | 0 | 3.6461 | 1.2722 | 0 | 0.36276 | -0.36276 | 2.1587 | 35.9779 | 0.21122 | 0.37908 | 0 | 0 | 1.2722
2007-12-19 23:00 | 0 | 0 | 43.421 | 90 | 0 | 0 | 0.10408 | 0.10408 | 0 | 0 | 0 | 0.10408 | 0 | 0 | 1.3878e-17 | 0 | 0 | 0.10956 | 0.10408 | 0 | 0 | 4.0491 | 0.90948 | 0 | 0.10956 | -0.10956 | 2.0432 | 34.0532 | 0.21122 | 0.11449 | 0 | 0 | 0.90948
2007-12-20 | 0 | 0 | 1.072 | 90 | 0 | 0 | 0 | 0 | 0 | 0 | 0 | 0 | 0 | 0 | 0 | 0 | 0 | 0 | 0 | 0 | 0 | 4.1709 | 0.79992 | 0 | 0 | 0 | 2.0432 | 34.0532 | 0.21122 | 0 | 0 | 0 | 0.79992
2007-12-20 01:00 | 0 | 0 | -42.5496 | 90 | 0 | 0 | 0.20282 | 0.20282 | 0 | 0 | 0 | 0.20282 | 0 | 0 | 2.7756e-17 | 0 | 0 | 0.21349 | 0.20282 | 0 | 0 | 4.1709 | 0.79992 | 0 | 0.21349 | -0.21349 | 1.8182 | 30.3026 | 0.21122 | 0.2231 | 0 | 0 | 0.79992
2007-12-20 02:00 | 0 | 0 | -59.4873 | 90 | 0 | 0 | 0 | 0 | 0 | 0 | 0 | 0 | 0 | 0 | 0 | 0 | 0 | 0 | 0 | 0 | 0 | 4.4081 | 0.58643 | 0 | 0 | 0 | 1.8182 | 30.3026 | 0.21122 | 0 | 0 | 0 | 0.58643
2007-12-20 03:00 | 0 | 0 | -65.7561 | 90 | 0 | 0 | 0.67451 | 0.67451 | 1.7 | 0 | 0.5202 | 0.67451 | 0 | 0 | 0 | 0 | 0 | 0 | 0 | 1.0255 | 0.97422 | 4.4081 | 0.58643 | 0.97422 | 0 | 0.97422 | 2.7424 | 45.7062 | 0.21128 | 0.74196 | 0 | 1.7 | 0.58643
2007-12-20 04:00 | 0 | 0 | -67.9839 | 90 | 0 | 0 | 0.58218 | 0.58218 | 1.7 | 0 | 0.5202 | 0.58218 | 0 | 0 | 0 | 0 | 0 | 0 | 0 | 1.1178 | 1.0619 | 3.4338 | 1.4632 | 1.0619 | 0 | 1.0619 | 3.7498 | 62.4967 | 0.21134 | 0.6404 | 0 | 1.7 | 1.4632
2007-12-20 05:00 | 0 | 0 | -68.1461 | 90 | 0 | 0 | 0.34091 | 0.34091 | 1.7 | 0 | 0.5202 | 0.34091 | 0 | 0 | 0 | 0 | 0 | 0 | 0 | 1.3591 | 1.2911 | 2.3719 | 2.419 | 1.2911 | 0 | 1.2911 | 4.9747 | 82.9113 | 0.2114 | 0.37501 | 0 | 1.7 | 2.419
2007-12-20 06:00 | 0.0049382 | 0 | -66.8578 | 90 | 0 | 0 | 0.48585 | 0.48585 | 0 | 0 | 0 | 0.48585 | 0 | 0 | 1.1102e-16 | 0 | 0 | 0.51142 | 0.48585 | 0 | 0 | 1.0808 | 3.581 | 0 | 0.51142 | -0.51142 | 4.4356 | 73.9266 | 0.2114 | 0.53443 | 0 | 0 | 3.581
2007-12-20 07:00 | 0.14577 | 9.6563 | -64.1801 | 76.5223 | 0.18825 | 0.33584 | 1.14 | 1.14 | 0 | 0 | 0 | 1.14 | 29.4603 | 0 | 2.2204e-16 | 0 | 0.33584 | 1.2 | 1.14 | 0 | 0 | 1.649 | 3.0696 | 0 | 0.86412 | -0.86412 | 3.5247 | 58.7456 | 0.2114 | 1.254 | 0.26867 | 0 | 3.4054
2007-12-20 08:00 | 0.36158 | 22.7518 | -59.7824 | 62.9474 | 0.41489 | 0.74016 | 0.65596 | 0.65596 | 0 | 0 | 0 | 0.65596 | 112.8375 | 0 | 0 | 0 | 0.74016 | 0.69048 | 0.65596 | 0 | 0 | 2.6092 | 2.2054 | 0.049685 | 0 | 0.049685 | 3.5719 | 59.5311 | 0.2114 | 0.72155 | 0.59213 | 0 | 2.9456
2007-12-20 09:00 | 0.58147 | 35.1092 | -52.8507 | 49.7921 | 0.64632 | 1.153 | 1.9719 | 1.9719 | 1.7 | 0 | 0.5202 | 1.9719 | 58.4717 | 0 | 0 | 0 | 1.153 | 0.28626 | 0.27194 | 0 | 0 | 2.5595 | 2.2502 | 0.86677 | 0 | 0.86677 | 4.3942 | 73.236 | 0.21144 | 2.1691 | 0.92242 | 1.7 | 3.4032
2007-12-20 10:00 | 0.78595 | 46.062 | -41.8308 | 37.5961 | 0.86083 | 1.5357 | 0.56023 | 0.56023 | 0.70938 | 0 | 0.24976 | 0.56023 | 274.1208 | 0 | 0 | 0 | 1.5357 | 0 | 0 | 0.14915 | 0.14169 | 1.6927 | 3.0303 | 1.6774 | 0 | 1.6774 | 5.9855 | 99.758 | 0.21129 | 0.61626 | 1.2286 | 1.7 | 4.566
2007-12-20 11:00 | 0.92915 | 54.2648 | -24.4745 | 27.7348 | 1.0096 | 1.8011 | 0.78078 | 0.78078 | 0 | 0 | 0 | 0.78078 | 230.6777 | 0.9639 | 0 | 0 | 1.8011 | 0.82187 | 0.78078 | 0 | 0 | 0.015307 | 4.5399 | 0.015307 | 0 | 0.015307 | 6 | 100 | 0.21129 | 0.85886 | 1.4409 | 0 | 6.341
2007-12-20 12:00 | 0.92809 | 57.5427 | -0.49761 | 23.4252 | 1.0054 | 1.7936 | 1.9023 | 1.9023 | 0.52225 | 0 | 0.19867 | 1.9023 | 94.2908 | 0.34102 | 0 | 0 | 1.7936 | 1.4526 | 1.38 | 0 | 0 | 0 | 4.5537 | 0 | 0 | 0 | 6 | 100 | 0.21129 | 2.0925 | 1.4349 | 1.7 | 6.3473
2007-12-20 13:00 | 0.8247 | 54.4992 | 23.6504 | 27.4363 | 0.89268 | 1.5925 | 1.3007 | 1.3007 | 0.425 | 0 | 0.17213 | 1.3007 | 122.436 | 0.67074 | 0 | 0 | 1.5925 | 0.9218 | 0.87571 | 0 | 0 | 0 | 4.5537 | 0 | 0 | 0 | 6 | 100 | 0.21129 | 1.4308 | 1.274 | 1.7 | 6.1462
2007-12-20 14:00 | 0.75021 | 46.4435 | 41.2902 | 37.1561 | 0.81963 | 1.4622 | 1.8296 | 1.8296 | 0.44959 | 0 | 0.17884 | 1.8296 | 79.9202 | 0.0095825 | 0 | 0 | 1.4622 | 1.4526 | 1.38 | 0 | 0 | 0 | 4.5537 | 0 | 0 | 0 | 6 | 100 | 0.21129 | 2.0126 | 1.1698 | 1.7 | 6.0159
2007-12-20 15:00 | 0.50197 | 35.5665 | 52.5124 | 49.2957 | 0.54676 | 0.97542 | 0.8456 | 0.8456 | 0 | 0 | 0 | 0.8456 | 115.3532 | 0.085321 | 0 | 0 | 0.97542 | 0.8901 | 0.8456 | 0 | 0 | 0 | 4.5537 | 0 | 0 | 0 | 6 | 100 | 0.21129 | 0.93016 | 0.78034 | 0 | 5.5291
2007-12-20 16:00 | 0.36395 | 23.248 | 59.568 | 62.4268 | 0.41561 | 0.74144 | 0.98439 | 0.98439 | 0 | 0 | 0 | 0.98439 | 75.3201 | 0 | 0 | 0 | 0.74144 | 1.0362 | 0.98439 | 0 | 0 | 0 | 4.5537 | 0 | 0.29475 | -0.29475 | 5.6893 | 94.8217 | 0.21129 | 1.0828 | 0.59315 | 0 | 5.2951
2007-12-20 17:00 | 0.16422 | 10.1735 | 64.045 | 75.9912 | 0.21479 | 0.38319 | 0.46794 | 0.46794 | 0 | 0 | 0 | 0.46794 | 81.8886 | 0 | 0 | 0 | 0.38319 | 0.49257 | 0.46794 | 0 | 0 | 0.32751 | 4.2589 | 0 | 0.10938 | -0.10938 | 5.574 | 92.9001 | 0.21129 | 0.51474 | 0.30655 | 0 | 4.6421
2007-12-20 18:00 | 0.0059772 | 0 | 66.7807 | 90 | 0 | 0 | 2.3052 | 2.3052 | 1.7 | 0 | 0.5202 | 2.3052 | 0 | 0 | 0 | 0 | 0 | 0.63703 | 0.60518 | 0 | 0 | 0.44904 | 4.1496 | 0 | 0.63703 | -0.63703 | 4.9025 | 81.7087 | 0.21129 | 2.5357 | 0 | 1.7 | 4.1496
2007-12-20 19:00 | 0 | 0 | 68.1214 | 90 | 0 | 0 | 1.1793 | 1.1793 | 0 | 0 | 0 | 1.1793 | 0 | 0 | 0 | 0 | 0 | 1.2414 | 1.1793 | 0 | 0 | 1.1568 | 3.5125 | 0 | 1.2414 | -1.2414 | 3.594 | 59.8993 | 0.21129 | 1.2973 | 0 | 0 | 3.5125
2007-12-20 20:00 | 0 | 0 | 68.0222 | 90 | 0 | 0 | 0.63257 | 0.63257 | 0 | 0 | 0 | 0.63257 | 0 | 0 | 1.1102e-16 | 0 | 0 | 0.66586 | 0.63257 | 0 | 0 | 2.5362 | 2.2711 | 0 | 0.66586 | -0.66586 | 2.8921 | 48.2013 | 0.21129 | 0.69583 | 0 | 0 | 2.2711
2007-12-20 21:00 | 0 | 0 | 65.8976 | 90 | 0 | 0 | 0.38169 | 0.38169 | 0 | 0 | 0 | 0.38169 | 0 | 0 | 5.5511e-17 | 0 | 0 | 0.40178 | 0.38169 | 0 | 0 | 3.276 | 1.6052 | 0 | 0.40178 | -0.40178 | 2.4686 | 41.1427 | 0.21129 | 0.41986 | 0 | 0 | 1.6052
2007-12-20 22:00 | 0 | 0 | 59.8588 | 90 | 0 | 0 | 0 | 0 | 0 | 0 | 0 | 0 | 0 | 0 | 0 | 0 | 0 | 0 | 0 | 0 | 0 | 3.7225 | 1.2035 | 0 | 0 | 0 | 2.4686 | 41.1427 | 0.21129 | 0 | 0 | 0 | 1.2035
2007-12-20 23:00 | 0 | 0 | 43.591 | 90 | 0 | 0 | 0 | 0 | 0 | 0 | 0 | 0 | 0 | 0 | 0 | 0 | 0 | 0 | 0 | 0 | 0 | 3.7225 | 1.2035 | 0 | 0 | 0 | 2.4686 | 41.1427 | 0.21129 | 0 | 0 | 0 | 1.2035
2007-12-21 | 0 | 0 | 1.4976 | 90 | 0 | 0 | 0.54218 | 0.54218 | 0 | 0 | 0 | 0.54218 | 0 | 0 | 0 | 0 | 0 | 0.57071 | 0.54218 | 0 | 0 | 3.7225 | 1.2035 | 0 | 0.57071 | -0.57071 | 1.867 | 31.1163 | 0.21129 | 0.5964 | 0 | 0 | 1.2035
2007-12-21 01:00 | 0 | 0 | -42.3189 | 90 | 0 | 0 | 0.14037 | 0.14037 | 0 | 0 | 0 | 0.14037 | 0 | 0 | 2.7756e-17 | 0 | 0 | 0.14776 | 0.14037 | 0 | 0 | 4.3566 | 0.63275 | 0 | 0.14776 | -0.14776 | 1.7112 | 28.5204 | 0.21129 | 0.15441 | 0 | 0 | 0.63275
2007-12-21 02:00 | 0 | 0 | -59.3963 | 90 | 0 | 0 | 0.1728 | 0.1728 | 0 | 0 | 0 | 0.1728 | 0 | 0 | 0 | 0 | 0 | 0.18189 | 0.1728 | 0 | 0 | 4.5208 | 0.48499 | 0 | 0.18189 | -0.18189 | 1.5195 | 25.3249 | 0.21129 | 0.19008 | 0 | 0 | 0.48499
2007-12-21 03:00 | 0 | 0 | -65.7152 | 90 | 0 | 0 | 0.2731 | 0.2731 | 1.7 | 0 | 0.5202 | 0.2731 | 0 | 0 | 0 | 0 | 0 | 0 | 0 | 1.4269 | 1.3556 | 4.7229 | 0.3031 | 1.3556 | 0 | 1.3556 | 2.8055 | 46.758 | 0.21134 | 0.30041 | 0 | 1.7 | 0.3031
2007-12-21 04:00 | 0 | 0 | -67.9658 | 90 | 0 | 0 | 0.15988 | 0.15988 | 1.6125 | 0 | 0.49632 | 0.15988 | 0 | 0 | 0 | 0 | 0 | 0 | 0 | 1.4526 | 1.38 | 3.3673 | 1.5231 | 1.38 | 0 | 1.38 | 4.1147 | 68.5777 | 0.21138 | 0.17587 | 0 | 1.7 | 1.5231
2007-12-21 05:00 | 0 | 0 | -68.1416 | 90 | 0 | 0 | 0.38203 | 0.38203 | 1.7 | 0 | 0.5202 | 0.38203 | 0 | 0 | 0 | 0 | 0 | 0 | 0 | 1.318 | 1.2521 | 1.9873 | 2.7651 | 1.2521 | 0 | 1.2521 | 5.3025 | 88.3748 | 0.21145 | 0.42023 | 0 | 1.7 | 2.7651
2007-12-21 06:00 | 0.0038638 | 0 | -66.8643 | 90 | 0 | 0 | 0 | 0 | 0 | 0 | 0 | 0 | 0 | 0 | 0 | 0 | 0 | 0 | 0 | 0 | 0 | 0.73525 | 3.892 | 0 | 0 | 0 | 5.3025 | 88.3748 | 0.21145 | 0 | 0 | 0 | 3.892
2007-12-21 07:00 | 0.12623 | 9.5511 | -64.1982 | 76.6289 | 0.15399 | 0.27473 | 1.7829 | 1.7829 | 1.7 | 0 | 0.5202 | 1.7829 | 15.409 | 0 | 0 | 0 | 0.27473 | 0.087253 | 0.082891 | 0 | 0 | 0.73525 | 3.892 | 0.18747 | 0 | 0.18747 | 5.4803 | 91.3389 | 0.21145 | 1.9612 | 0.21978 | 1.7 | 4.1667
2007-12-21 08:00 | 0.39742 | 22.6497 | -59.8159 | 63.053 | 0.46221 | 0.82458 | 0 | 0 | 0 | 0 | 0 | 0 | 0 | 0.2768 | 0 | 0 | 0.82458 | 0 | 0 | 0 | 0 | 0.54778 | 4.0607 | 0.54778 | 0 | 0.54778 | 6 | 100 | 0.21139 | 0 | 0.65966 | 0 | 4.8853
2007-12-21 09:00 | 0.5714 | 35.0135 | -52.9083 | 49.8942 | 0.63447 | 1.1319 | 3.0275 | 3.0275 | 1.7 | 0 | 0.5202 | 3.0275 | 37.3871 | 0 | 4.4409e-16 | 0.25025 | 1.1319 | 1.3974 | 1.3275 | 0 | 0 | 0 | 4.5537 | 0 | 0.26547 | -0.26547 | 5.7202 | 95.3362 | 0.21139 | 3.3302 | 0.90551 | 1.7 | 5.6856
2007-12-21 10:00 | 0.79849 | 45.9796 | -41.9283 | 37.6889 | 0.87495 | 1.5609 | 0.93915 | 0.93915 | 0 | 0 | 0 | 0.93915 | 166.2033 | 0.27735 | 0 | 0 | 1.5609 | 0.98858 | 0.93915 | 0 | 0 | 0.29497 | 4.2882 | 0.29497 | 0 | 0.29497 | 6 | 100 | 0.21136 | 1.0331 | 1.2487 | 0 | 5.8491
2007-12-21 11:00 | 0.91249 | 54.2095 | -24.6305 | 27.8023 | 0.99137 | 1.7686 | 0.13069 | 0.13069 | 0 | 0 | 0 | 0.13069 | 1353.328 | 1.631 | 0 | 0 | 1.7686 | 0.13756 | 0.13069 | 0 | 0 | 0 | 4.5537 | 0 | 0 | 0 | 6 | 100 | 0.21136 | 0.14375 | 1.4149 | 0 | 6.3223
2007-12-21 12:00 | 1.0241 | 57.5329 | -0.69544 | 23.4355 | 1.1106 | 1.9813 | 0.85125 | 0.85125 | 0 | 0 | 0 | 0.85125 | 232.7457 | 1.0852 | 0 | 0 | 1.9813 | 0.89605 | 0.85125 | 0 | 0 | 0 | 4.5537 | 0 | 0 | 0 | 6 | 100 | 0.21136 | 0.93638 | 1.585 | 0 | 6.5349
2007-12-21 13:00 | 0.91359 | 54.5371 | 23.4787 | 27.3851 | 0.99227 | 1.7702 | 0.85525 | 0.85525 | 0 | 0 | 0 | 0.85525 | 206.9813 | 0.86994 | 0 | 0 | 1.7702 | 0.90026 | 0.85525 | 0 | 0 | 0 | 4.5537 | 0 | 0 | 0 | 6 | 100 | 0.21136 | 0.94077 | 1.4162 | 0 | 6.3239
2007-12-21 14:00 | 0.78044 | 46.5128 | 41.1724 | 37.074 | 0.85399 | 1.5235 | 1.9413 | 1.9413 | 0.56126 | 0 | 0.20932 | 1.9413 | 78.4805 | 0.070878 | 0 | 0 | 1.5235 | 1.4526 | 1.38 | 0 | 0 | 0 | 4.5537 | 0 | 0 | 0 | 6 | 100 | 0.21136 | 2.1354 | 1.2188 | 1.7 | 6.0772
2007-12-21 15:00 | 0.59035 | 35.6527 | 52.4352 | 49.2004 | 0.65551 | 1.1694 | 0.47319 | 0.47319 | 0 | 0 | 0 | 0.47319 | 247.1396 | 0.67134 | 0 | 0 | 1.1694 | 0.49809 | 0.47319 | 0 | 0 | 0 | 4.5537 | 0 | 0 | 0 | 6 | 100 | 0.21136 | 0.5205 | 0.93554 | 0 | 5.7231
2007-12-21 16:00 | 0.34865 | 23.3434 | 59.5161 | 62.3253 | 0.39445 | 0.7037 | 0 | 0 | 0 | 0 | 0 | 0 | 0 | 0.7037 | 0 | 0 | 0.7037 | 0 | 0 | 0 | 0 | 0 | 4.5537 | 0 | 0 | 0 | 6 | 100 | 0.21136 | 0 | 0.56296 | 0 | 5.2574
2007-12-21 17:00 | 0.13204 | 10.2742 | 64.0093 | 75.8865 | 0.15722 | 0.28048 | 1.5458 | 1.5458 | 1.2794 | 0 | 0.40537 | 1.5458 | 18.1441 | 0 | 0 | 0 | 0.28048 | 0.28048 | 0.26645 | 0 | 0 | 0 | 4.5537 | 0 | 0 | 0 | 6 | 100 | 0.21136 | 1.7004 | 0.22438 | 1.7 | 4.8342
2007-12-21 18:00 | 0.0040192 | 0 | 66.7565 | 90 | 0 | 0 | 2.5445 | 2.5445 | 1.7 | 0 | 0.5202 | 2.5445 | 0 | 0 | 0 | 0 | 0 | 0.88893 | 0.84449 | 0 | 0 | 0 | 4.5537 | 0 | 0.88893 | -0.88893 | 5.063 | 84.3831 | 0.21136 | 2.7989 | 0 | 1.7 | 4.5537
2007-12-21 19:00 | 0 | 0 | 68.1072 | 90 | 0 | 0 | 0.28157 | 0.28157 | 0 | 0 | 0 | 0.28157 | 0 | 0 | 0 | 0 | 0 | 0.29639 | 0.28157 | 0 | 0 | 0.9877 | 3.6648 | 0 | 0.29639 | -0.29639 | 4.7506 | 79.176 | 0.21136 | 0.30973 | 0 | 0 | 3.6648
2007-12-21 20:00 | 0 | 0 | 68.0194 | 90 | 0 | 0 | 0.40968 | 0.40968 | 0 | 0 | 0 | 0.40968 | 0 | 0 | 5.5511e-17 | 0 | 0 | 0.43124 | 0.40968 | 0 | 0 | 1.317 | 3.3684 | 0 | 0.43124 | -0.43124 | 4.296 | 71.5999 | 0.21136 | 0.45065 | 0 | 0 | 3.3684
2007-12-21 21:00 | 0 | 0 | 65.9132 | 90 | 0 | 0 | 2.3789 | 2.3789 | 1.7 | 0 | 0.5202 | 2.3789 | 0 | 0 | 0 | 0 | 0 | 0.71459 | 0.67886 | 0 | 0 | 1.7962 | 2.9371 | 0 | 0.71459 | -0.71459 | 3.5428 | 59.0459 | 0.21136 | 2.6167 | 0 | 1.7 | 2.9371
2007-12-21 22:00 | 0 | 0 | 59.9159 | 90 | 0 | 0 | 0.13321 | 0.13321 | 1.5858 | 0 | 0.48903 | 0.13321 | 0 | 0 | 0 | 0 | 0 | 0 | 0 | 1.4526 | 1.38 | 2.5902 | 2.2225 | 1.38 | 0 | 1.38 | 4.8519 | 80.8656 | 0.21139 | 0.14653 | 0 | 1.7 | 2.2225
2007-12-21 23:00 | 0 | 0 | 43.7748 | 90 | 0 | 0 | 0.30519 | 0.30519 | 0 | 0 | 0 | 0.30519 | 0 | 0 | 5.5511e-17 | 0 | 0 | 0.32125 | 0.30519 | 0 | 0 | 1.2102 | 3.4645 | 0 | 0.32125 | -0.32125 | 4.5133 | 75.2218 | 0.21139 | 0.33571 | 0 | 0 | 3.4645
2007-12-22 | 0 | 0 | 1.9246 | 90 | 0 | 0 | 0.18396 | 0.18396 | 0 | 0 | 0 | 0.18396 | 0 | 0 | 2.7756e-17 | 0 | 0 | 0.19364 | 0.18396 | 0 | 0 | 1.5671 | 3.1433 | 0 | 0.19364 | -0.19364 | 4.3092 | 71.8199 | 0.21139 | 0.20236 | 0 | 0 | 3.1433
2007-12-22 01:00 | 0 | 0 | -42.1004 | 90 | 0 | 0 | 0.34212 | 0.34212 | 0 | 0 | 0 | 0.34212 | 0 | 0 | 0 | 0 | 0 | 0.36012 | 0.34212 | 0 | 0 | 1.7823 | 2.9496 | 0 | 0.36012 | -0.36012 | 3.9296 | 65.4932 | 0.21139 | 0.37633 | 0 | 0 | 2.9496
2007-12-22 02:00 | 0 | 0 | -59.3168 | 90 | 0 | 0 | 0.17875 | 0.17875 | 0 | 0 | 0 | 0.17875 | 0 | 0 | 2.7756e-17 | 0 | 0 | 0.18816 | 0.17875 | 0 | 0 | 2.1824 | 2.5895 | 0 | 0.18816 | -0.18816 | 3.7313 | 62.1876 | 0.21139 | 0.19663 | 0 | 0 | 2.5895
2007-12-22 03:00 | 0 | 0 | -65.6836 | 90 | 0 | 0 | 0.16312 | 0.16312 | 0 | 0 | 0 | 0.16312 | 0 | 0 | 2.7756e-17 | 0 | 0 | 0.1717 | 0.16312 | 0 | 0 | 2.3915 | 2.4014 | 0 | 0.1717 | -0.1717 | 3.5503 | 59.1712 | 0.21139 | 0.17943 | 0 | 0 | 2.4014
2007-12-22 04:00 | 0 | 0 | -67.9557 | 90 | 0 | 0 | 0.12395 | 0.12395 | 0 | 0 | 0 | 0.12395 | 0 | 0 | 1.3878e-17 | 0 | 0 | 0.13047 | 0.12395 | 0 | 0 | 2.5822 | 2.2297 | 0 | 0.13047 | -0.13047 | 3.4127 | 56.879 | 0.21139 | 0.13634 | 0 | 0 | 2.2297
2007-12-22 05:00 | 0 | 0 | -68.1444 | 90 | 0 | 0 | 0.12721 | 0.12721 | 0 | 0 | 0 | 0.12721 | 0 | 0 | 2.7756e-17 | 0 | 0 | 0.13391 | 0.12721 | 0 | 0 | 2.7272 | 2.0992 | 0 | 0.13391 | -0.13391 | 3.2716 | 54.5265 | 0.21139 | 0.13993 | 0 | 0 | 2.0992
2007-12-22 06:00 | 0.0014871 | 0 | -66.8777 | 90 | 0 | 0 | 0 | 0 | 0 | 0 | 0 | 0 | 0 | 0 | 0 | 0 | 0 | 0 | 0 | 0 | 0 | 2.876 | 1.9653 | 0 | 0 | 0 | 3.2716 | 54.5265 | 0.21139 | 0 | 0 | 0 | 1.9653
2007-12-22 07:00 | 0.034892 | 9.4474 | -64.2231 | 76.7352 | 0.034941 | 0.062335 | 1.6379 | 1.6379 | 1.7 | 0 | 0.5202 | 1.6379 | 3.8059 | 0 | 0 | 0 | 0.062335 | 0 | 0 | 0.062135 | 0.059028 | 2.876 | 1.9653 | 0.12136 | 0 | 0.12136 | 3.3867 | 56.4454 | 0.2114 | 1.8017 | 0.049868 | 1.7 | 2.0276
2007-12-22 08:00 | 0.086172 | 22.5498 | -59.8564 | 63.1574 | 0.086013 | 0.15345 | 1.1967 | 1.1967 | 1.7 | 0 | 0.5202 | 1.1967 | 12.8223 | 0 | 0 | 0 | 0.15345 | 0 | 0 | 0.50329 | 0.47812 | 2.7546 | 2.0745 | 0.63157 | 0 | 0.63157 | 3.9859 | 66.4314 | 0.21143 | 1.3164 | 0.12276 | 1.7 | 2.228
2007-12-22 09:00 | 0.12774 | 34.9211 | -52.973 | 49.9941 | 0.12739 | 0.22726 | 0.19768 | 0.19768 | 1.6503 | 0 | 0.50663 | 0.19768 | 114.9677 | 2.2204e-16 | 0 | 0 | 0.22726 | 0 | 0 | 1.4526 | 1.38 | 2.1231 | 2.6429 | 1.6073 | 0 | 1.6073 | 5.5107 | 91.8444 | 0.21145 | 0.21744 | 0.18181 | 1.7 | 2.8702
2007-12-22 10:00 | 0.2145 | 45.9016 | -42.0329 | 37.7782 | 0.21398 | 0.38174 | 1.8244 | 1.8244 | 1.7 | 0 | 0.5202 | 1.8244 | 20.9244 | 0 | 0 | 0 | 0.38174 | 0.13092 | 0.12437 | 0 | 0 | 0.51581 | 4.0895 | 0.25082 | 0 | 0.25082 | 5.7486 | 95.8102 | 0.21146 | 2.0068 | 0.30539 | 1.7 | 4.4712
2007-12-22 11:00 | 0.31279 | 54.16 | -24.7918 | 27.8646 | 0.31265 | 0.55777 | 0.59654 | 0.59654 | 0 | 0 | 0 | 0.59654 | 93.5016 | 0 | 0 | 0 | 0.55777 | 0.62794 | 0.59654 | 0 | 0 | 0.26499 | 4.3152 | 0 | 0.070162 | -0.070162 | 5.6747 | 94.5776 | 0.21146 | 0.65619 | 0.44622 | 0 | 4.873
2007-12-22 12:00 | 0.20769 | 57.5295 | -0.89394 | 23.4395 | 0.20703 | 0.36935 | 0 | 0 | 0 | 0 | 0 | 0 | 0 | 0.026405 | 0 | 0 | 0.36935 | 0 | 0 | 0 | 0 | 0.34294 | 4.245 | 0.34294 | 0 | 0.34294 | 6 | 100 | 0.21142 | 0 | 0.29548 | 0 | 4.6144
2007-12-22 13:00 | 0.066291 | 54.5811 | 23.3112 | 27.3284 | 0.065999 | 0.11774 | 1.2506 | 1.2506 | 0 | 0 | 0 | 1.2506 | 9.4148 | 0 | 0 | 0 | 0.11774 | 1.3164 | 1.2506 | 0 | 0 | 0 | 4.5537 | 0 | 1.1987 | -1.1987 | 4.7365 | 78.9411 | 0.21142 | 1.3757 | 0.094194 | 0 | 4.6714
2007-12-22 14:00 | 0.0048866 | 46.587 | 41.0612 | 36.9877 | 0.0048626 | 0.0086749 | 0 | 0 | 0 | 0 | 0 | 0 | 0 | 0 | 0 | 0 | 0.0086749 | 0 | 0 | 0 | 0 | 1.3319 | 3.355 | 0.0086749 | 0 | 0.0086749 | 4.7447 | 79.0782 | 0.21142 | 0 | 0.0069399 | 0 | 3.3637
2007-12-22 15:00 | 0.065498 | 35.7427 | 52.3648 | 49.1022 | 0.06524 | 0.11639 | 2.0928 | 2.0928 | 1.7 | 0 | 0.5202 | 2.0928 | 5.5613 | 0 | 0 | 0 | 0.11639 | 0.41353 | 0.39285 | 0 | 0 | 1.3232 | 3.3628 | 0 | 0.29714 | -0.29714 | 4.4315 | 73.8581 | 0.21142 | 2.3021 | 0.093111 | 1.7 | 3.4792
2007-12-22 16:00 | 0.0035365 | 23.4416 | 59.4709 | 62.2219 | 0.0035193 | 0.0062785 | 0.91748 | 0.91748 | 1.7 | 0 | 0.5202 | 0.91748 | 0.68432 | 0 | 0 | 0 | 0.0062785 | 0 | 0 | 0.78252 | 0.74339 | 1.6534 | 3.0657 | 0.74967 | 0 | 0.74967 | 5.1427 | 85.7114 | 0.21146 | 1.0092 | 0.0050228 | 1.7 | 3.0719
2007-12-22 17:00 | 0.012011 | 10.3769 | 63.9802 | 75.7807 | 0.011971 | 0.021357 | 0 | 0 | 0 | 0 | 0 | 0 | 0 | 0 | 0 | 0 | 0.021357 | 0 | 0 | 0 | 0 | 0.90369 | 3.7404 | 0.021357 | 0 | 0.021357 | 5.163 | 86.0491 | 0.21146 | 0 | 0.017086 | 0 | 3.7617
2007-12-22 18:00 | 0.0055645 | 0 | 66.7391 | 90 | 0 | 0 | 0 | 0 | 0 | 0 | 0 | 0 | 0 | 0 | 0 | 0 | 0 | 0 | 0 | 0 | 0 | 0.88233 | 3.7596 | 0 | 0 | 0 | 5.163 | 86.0491 | 0.21146 | 0 | 0 | 0 | 3.7596
2007-12-22 19:00 | 0 | 0 | 68.1001 | 90 | 0 | 0 | 0.21279 | 0.21279 | 0 | 0 | 0 | 0.21279 | 0 | 0 | 2.7756e-17 | 0 | 0 | 0.22399 | 0.21279 | 0 | 0 | 0.88233 | 3.7596 | 0 | 0.22399 | -0.22399 | 4.9269 | 82.1141 | 0.21146 | 0.23407 | 0 | 0 | 3.7596
2007-12-22 20:00 | 0 | 0 | 68.0246 | 90 | 0 | 0 | 0 | 0 | 0 | 0 | 0 | 0 | 0 | 0 | 0 | 0 | 0 | 0 | 0 | 0 | 0 | 1.1312 | 3.5356 | 0 | 0 | 0 | 4.9269 | 82.1141 | 0.21146 | 0 | 0 | 0 | 3.5356
2007-12-22 21:00 | 0 | 0 | 65.9382 | 90 | 0 | 0 | 0.83903 | 0.83903 | 0 | 0 | 0 | 0.83903 | 0 | 0 | 1.1102e-16 | 0 | 0 | 0.88319 | 0.83903 | 0 | 0 | 1.1312 | 3.5356 | 0 | 0.88319 | -0.88319 | 3.9959 | 66.598 | 0.21146 | 0.92293 | 0 | 0 | 3.5356
2007-12-22 22:00 | 0 | 0 | 59.9849 | 90 | 0 | 0 | 0.039098 | 0.039098 | 0 | 0 | 0 | 0.039098 | 0 | 0 | 0 | 0 | 0 | 0.041156 | 0.039098 | 0 | 0 | 2.1125 | 2.6524 | 0 | 0.041156 | -0.041156 | 3.9525 | 65.875 | 0.21146 | 0.043008 | 0 | 0 | 2.6524
2007-12-22 23:00 | 0 | 0 | 43.9722 | 90 | 0 | 0 | 0.099606 | 0.099606 | 0 | 0 | 0 | 0.099606 | 0 | 0 | 1.3878e-17 | 0 | 0 | 0.10485 | 0.099606 | 0 | 0 | 2.1583 | 2.6113 | 0 | 0.10485 | -0.10485 | 3.842 | 64.033 | 0.21146 | 0.10957 | 0 | 0 | 2.6113
2007-12-23 | 0 | 0 | 2.3535 | 90 | 0 | 0 | 0.4496 | 0.4496 | 0 | 0 | 0 | 0.4496 | 0 | 0 | 5.5511e-17 | 0 | 0 | 0.47326 | 0.4496 | 0 | 0 | 2.2748 | 2.5064 | 0 | 0.47326 | -0.47326 | 3.3431 | 55.7186 | 0.21146 | 0.49456 | 0 | 0 | 2.5064
2007-12-23 01:00 | 0 | 0 | -41.8944 | 90 | 0 | 0 | 0.47618 | 0.47618 | 0 | 0 | 0 | 0.47618 | 0 | 0 | 5.5511e-17 | 0 | 0 | 0.50125 | 0.47618 | 0 | 0 | 2.8006 | 2.0331 | 0 | 0.50125 | -0.50125 | 2.8148 | 46.9126 | 0.21146 | 0.5238 | 0 | 0 | 2.0331
2007-12-23 02:00 | 0 | 0 | -59.2488 | 90 | 0 | 0 | 0.62165 | 0.62165 | 0 | 0 | 0 | 0.62165 | 0 | 0 | 0 | 0 | 0 | 0.65437 | 0.62165 | 0 | 0 | 3.3575 | 1.5319 | 0 | 0.65437 | -0.65437 | 2.125 | 35.4166 | 0.21146 | 0.68382 | 0 | 0 | 1.5319
2007-12-23 03:00 | 0 | 0 | -65.6614 | 90 | 0 | 0 | 0.18283 | 0.18283 | 0 | 0 | 0 | 0.18283 | 0 | 0 | 0 | 0 | 0 | 0.19245 | 0.18283 | 0 | 0 | 4.0846 | 0.87753 | 0 | 0.19245 | -0.19245 | 1.9221 | 32.0355 | 0.21146 | 0.20111 | 0 | 0 | 0.87753
2007-12-23 04:00 | 0 | 0 | -67.9535 | 90 | 0 | 0 | 0.23671 | 0.23671 | 0 | 0 | 0 | 0.23671 | 0 | 0 | 2.7756e-17 | 0 | 0 | 0.24917 | 0.23671 | 0 | 0 | 4.2985 | 0.68508 | 0 | 0.24917 | -0.24917 | 1.6595 | 27.658 | 0.21146 | 0.26038 | 0 | 0 | 0.68508
2007-12-23 05:00 | 0 | 0 | -68.1543 | 90 | 0 | 0 | 0.40053 | 0.40053 | 1.7 | 0 | 0.5202 | 0.40053 | 0 | 0 | 0 | 0 | 0 | 0 | 0 | 1.2995 | 1.2345 | 4.5753 | 0.4359 | 1.2345 | 0 | 1.2345 | 2.8306 | 47.1771 | 0.21153 | 0.44058 | 0 | 1.7 | 0.4359
2007-12-23 06:00 | 0.0044709 | 0 | -66.8978 | 90 | 0 | 0 | 0.10123 | 0.10123 | 1.5539 | 0 | 0.4803 | 0.10123 | 0 | 2.2204e-16 | 0 | 0 | 0 | 0 | 0 | 1.4526 | 1.38 | 3.3408 | 1.547 | 1.38 | 0 | 1.38 | 4.1398 | 68.9968 | 0.21155 | 0.11135 | 0 | 1.7 | 1.547
2007-12-23 07:00 | 0.13952 | 9.3451 | -64.2547 | 76.8409 | 0.1806 | 0.32218 | 0 | 0 | 1.4526 | 0 | 0.45267 | 0 | 0 | 0 | 0 | 0 | 0.32218 | 0 | 0 | 1.4526 | 1.38 | 1.9608 | 2.789 | 1.7022 | 0 | 1.7022 | 5.7546 | 95.9106 | 0.21153 | 0 | 0.25775 | 1.7 | 3.1111
2007-12-23 08:00 | 0.25653 | 22.4522 | -59.9038 | 63.2605 | 0.27394 | 0.4887 | 1.5751 | 1.5751 | 1.3565 | 0 | 0.42644 | 1.5751 | 31.0266 | 5.5511e-17 | 0 | 0 | 0.4887 | 0.23007 | 0.21856 | 0 | 0 | 0.25863 | 4.3209 | 0.25863 | 0 | 0.25863 | 6 | 100 | 0.21154 | 1.7326 | 0.39096 | 1.7 | 4.8096
2007-12-23 09:00 | 0.38664 | 34.8319 | -53.045 | 50.0917 | 0.40499 | 0.7225 | 0 | 0 | 0 | 0 | 0 | 0 | 0 | 0.7225 | 0 | 0 | 0.7225 | 0 | 0 | 0 | 0 | 0 | 4.5537 | 0 | 0 | 0 | 6 | 100 | 0.21154 | 0 | 0.578 | 0 | 5.2762
2007-12-23 10:00 | 0.56999 | 45.8282 | -42.1445 | 37.8639 | 0.60519 | 1.0797 | 0.10083 | 0.10083 | 0 | 0 | 0 | 0.10083 | 1070.807 | 0.97352 | 0 | 0 | 1.0797 | 0.10613 | 0.10083 | 0 | 0 | 0 | 4.5537 | 0 | 0 | 0 | 6 | 100 | 0.21154 | 0.11091 | 0.86372 | 0 | 5.6333
2007-12-23 11:00 | 0.55896 | 54.1162 | -24.9584 | 27.9217 | 0.5794 | 1.0336 | 1.5864 | 1.5864 | 0.60448 | 0 | 0.22112 | 1.5864 | 65.1548 | 2.2204e-16 | 0 | 0 | 1.0336 | 1.0336 | 0.98196 | 0 | 0 | 0 | 4.5537 | 0 | 0 | 0 | 6 | 100 | 0.21154 | 1.7451 | 0.82692 | 1.7 | 5.5873
2007-12-23 12:00 | 0.59816 | 57.5327 | -1.0931 | 23.437 | 0.62124 | 1.1083 | 0.99307 | 0.99307 | 0 | 0 | 0 | 0.99307 | 111.6029 | 0.062958 | 0 | 0 | 1.1083 | 1.0453 | 0.99307 | 0 | 0 | 0 | 4.5537 | 0 | 0 | 0 | 6 | 100 | 0.21154 | 1.0924 | 0.88664 | 0 | 5.662
2007-12-23 13:00 | 0.61941 | 54.6312 | 23.1481 | 27.266 | 0.64973 | 1.1591 | 1.5342 | 1.5342 | 0.43307 | 0 | 0.17433 | 1.5342 | 75.5503 | 0 | 0 | 0 | 1.1591 | 1.1591 | 1.1012 | 0 | 0 | 0 | 4.5537 | 0 | 0 | 0 | 6 | 100 | 0.21154 | 1.6876 | 0.92729 | 1.7 | 5.7128
2007-12-23 14:00 | 0.73098 | 46.6662 | 40.9564 | 36.8974 | 0.79694 | 1.4217 | 1.9545 | 1.9545 | 0.60384 | 0 | 0.22095 | 1.9545 | 72.742 | 0 | 0 | 0 | 1.4217 | 1.4217 | 1.3507 | 0 | 0 | 0 | 4.5537 | 0 | 0 | 0 | 6 | 100 | 0.21154 | 2.1499 | 1.1374 | 1.7 | 5.9754
2007-12-23 15:00 | 0.59402 | 35.8365 | 52.3014 | 49.0012 | 0.6594 | 1.1764 | 3.4454 | 3.08 | 1.7 | 0 | 0.5202 | 3.08 | 38.1939 | 2.2204e-16 | 0.36539 | 0.70992 | 1.1764 | 1.4526 | 1.38 | 0 | 0 | 0 | 4.5537 | 0 | 0.27626 | -0.27626 | 5.7088 | 95.1466 | 0.21154 | 3.7899 | 0.9411 | 1.7 | 5.7301
2007-12-23 16:00 | 0.27942 | 23.5426 | 59.4325 | 62.1167 | 0.30013 | 0.53544 | 0.66485 | 0.66485 | 0 | 0 | 0 | 0.66485 | 80.5356 | 0 | 0 | 0 | 0.53544 | 0.69984 | 0.66485 | 0 | 0 | 0.30695 | 4.2774 | 0 | 0.1644 | -0.1644 | 5.5355 | 92.2584 | 0.21154 | 0.73133 | 0.42835 | 0 | 4.8129
2007-12-23 17:00 | 0.14784 | 10.4816 | 63.9578 | 75.674 | 0.18266 | 0.32586 | 0.036108 | 0.036108 | 0 | 0 | 0 | 0.036108 | 902.4589 | 0 | 0 | 0 | 0.32586 | 0.038008 | 0.036108 | 0 | 0 | 0.48962 | 4.113 | 0.28785 | 0 | 0.28785 | 5.8086 | 96.8097 | 0.21151 | 0.039719 | 0.26069 | 0 | 4.4389
2007-12-23 18:00 | 0.0085829 | 0 | 66.7284 | 90 | 0 | 0 | 0.44189 | 0.44189 | 0 | 0 | 0 | 0.44189 | 0 | 0 | 5.5511e-17 | 0 | 0 | 0.46515 | 0.44189 | 0 | 0 | 0.20177 | 4.3721 | 0 | 0.46515 | -0.46515 | 5.3183 | 88.6379 | 0.21151 | 0.48608 | 0 | 0 | 4.3721
2007-12-23 19:00 | 0 | 0 | 68.1002 | 90 | 0 | 0 | 0.81689 | 0.81689 | 0 | 0 | 0 | 0.81689 | 0 | 0 | 1.1102e-16 | 0 | 0 | 0.85989 | 0.81689 | 0 | 0 | 0.71861 | 3.9069 | 0 | 0.85989 | -0.85989 | 4.4119 | 73.5312 | 0.21151 | 0.89858 | 0 | 0 | 3.9069
2007-12-23 20:00 | 0 | 0 | 68.0377 | 90 | 0 | 0 | 1.0565 | 1.0565 | 0 | 0 | 0 | 1.0565 | 0 | 0 | 2.2204e-16 | 0 | 0 | 1.1121 | 1.0565 | 0 | 0 | 1.674 | 3.0471 | 0 | 1.1121 | -1.1121 | 3.2396 | 53.994 | 0.21151 | 1.1621 | 0 | 0 | 3.0471
2007-12-23 21:00 | 0 | 0 | 65.9726 | 90 | 0 | 0 | 4.138 | 3.08 | 1.7 | 0 | 0.5202 | 3.08 | 0 | 0 | 1.058 | 1.4718 | 0 | 1.4526 | 1.38 | 0 | 0 | 2.9097 | 1.935 | 0 | 1.4526 | -1.4526 | 1.7084 | 28.4739 | 0.21151 | 4.5518 | 0 | 1.7 | 1.935
2007-12-23 22:00 | 0 | 0 | 60.0655 | 90 | 0 | 0 | 0.26843 | 0.26843 | 1.7 | 0 | 0.5202 | 0.26843 | 0 | 0 | 0 | 0 | 0 | 0 | 0 | 1.4316 | 1.36 | 4.5237 | 0.48234 | 1.36 | 0 | 1.36 | 2.9986 | 49.9772 | 0.21156 | 0.29527 | 0 | 1.7 | 0.48234
2007-12-23 23:00 | 0 | 0 | 44.183 | 90 | 0 | 0 | 0.58755 | 0.58755 | 1.7 | 0 | 0.5202 | 0.58755 | 0 | 0 | 0 | 0 | 0 | 0 | 0 | 1.1125 | 1.0568 | 3.1637 | 1.7063 | 1.0568 | 0 | 1.0568 | 4.0012 | 66.6871 | 0.21162 | 0.6463 | 0 | 1.7 | 1.7063
2007-12-24 | 0 | 0 | 2.7843 | 90 | 0 | 0 | 0.11987 | 0.11987 | 1.5725 | 0 | 0.48539 | 0.11987 | 0 | 2.2204e-16 | 0 | 0 | 0 | 0 | 0 | 1.4526 | 1.38 | 2.1069 | 2.6575 | 1.38 | 0 | 1.38 | 5.3104 | 88.5068 | 0.21165 | 0.13186 | 0 | 1.7 | 2.6575
2007-12-24 01:00 | 0 | 0 | -41.7009 | 90 | 0 | 0 | 0.18834 | 0.18834 | 0 | 0 | 0 | 0.18834 | 0 | 0 | 2.7756e-17 | 0 | 0 | 0.19826 | 0.18834 | 0 | 0 | 0.7269 | 3.8995 | 0 | 0.19826 | -0.19826 | 5.1014 | 85.0238 | 0.21165 | 0.20718 | 0 | 0 | 3.8995
2007-12-24 02:00 | 0 | 0 | -59.1925 | 90 | 0 | 0 | 0.25757 | 0.25757 | 0 | 0 | 0 | 0.25757 | 0 | 0 | 5.5511e-17 | 0 | 0 | 0.27112 | 0.25757 | 0 | 0 | 0.94718 | 3.7012 | 0 | 0.27112 | -0.27112 | 4.8156 | 80.2607 | 0.21165 | 0.28332 | 0 | 0 | 3.7012
2007-12-24 03:00 | 0 | 0 | -65.6487 | 90 | 0 | 0 | 0 | 0 | 0 | 0 | 0 | 0 | 0 | 0 | 0 | 0 | 0 | 0 | 0 | 0 | 0 | 1.2484 | 3.4301 | 0 | 0 | 0 | 4.8156 | 80.2607 | 0.21165 | 0 | 0 | 0 | 3.4301
2007-12-24 04:00 | 0 | 0 | -67.9594 | 90 | 0 | 0 | 0.35736 | 0.35736 | 0 | 0 | 0 | 0.35736 | 0 | 0 | 5.5511e-17 | 0 | 0 | 0.37617 | 0.35736 | 0 | 0 | 1.2484 | 3.4301 | 0 | 0.37617 | -0.37617 | 4.4191 | 73.652 | 0.21165 | 0.3931 | 0 | 0 | 3.4301
2007-12-24 05:00 | 0 | 0 | -68.1715 | 90 | 0 | 0 | 0.812 | 0.812 | 0 | 0 | 0 | 0.812 | 0 | 0 | 1.1102e-16 | 0 | 0 | 0.85474 | 0.812 | 0 | 0 | 1.6664 | 3.0539 | 0 | 0.85474 | -0.85474 | 3.5182 | 58.6358 | 0.21165 | 0.8932 | 0 | 0 | 3.0539
2007-12-24 06:00 | 0.0020627 | 0 | -66.9249 | 90 | 0 | 0 | 0.59134 | 0.59134 | 0 | 0 | 0 | 0.59134 | 0 | 0 | 0 | 0 | 0 | 0.62247 | 0.59134 | 0 | 0 | 2.6161 | 2.1992 | 0 | 0.62247 | -0.62247 | 2.862 | 47.7002 | 0.21165 | 0.65048 | 0 | 0 | 2.1992
2007-12-24 07:00 | 0.08513 | 9.2443 | -64.2931 | 76.9461 | 0.090681 | 0.16178 | 0.82815 | 0.82815 | 0 | 0 | 0 | 0.82815 | 19.5344 | 0 | 0 | 0 | 0.16178 | 0.87174 | 0.82815 | 0 | 0 | 3.3077 | 1.5767 | 0 | 0.70997 | -0.70997 | 2.1136 | 35.2274 | 0.21165 | 0.91097 | 0.12942 | 0 | 1.7385
2007-12-24 08:00 | 0.16109 | 22.357 | -59.9581 | 63.3622 | 0.1623 | 0.28955 | 1.4382 | 1.4382 | 1.7 | 0 | 0.5202 | 1.4382 | 20.1321 | 0 | 0 | 0 | 0.28955 | 0 | 0 | 0.26177 | 0.24868 | 4.0966 | 0.86676 | 0.53822 | 0 | 0.53822 | 2.6243 | 43.7374 | 0.21168 | 1.5821 | 0.23164 | 1.7 | 1.1563
2007-12-24 09:00 | 0.36979 | 34.746 | -53.124 | 50.1871 | 0.38493 | 0.68671 | 0.25207 | 0.25207 | 1.7 | 0 | 0.5202 | 0.25207 | 272.424 | 0 | 0 | 0 | 0.68671 | 0 | 0 | 1.4479 | 1.3755 | 3.5584 | 1.3512 | 2.0622 | 0 | 2.0622 | 4.5807 | 76.3442 | 0.21165 | 0.27728 | 0.54937 | 1.7 | 2.0379
2007-12-24 10:00 | 0.62617 | 45.7592 | -42.263 | 37.946 | 0.67366 | 1.2018 | 0.75641 | 0.75641 | 1.036 | 0 | 0.33893 | 0.75641 | 158.8825 | 5.5511e-17 | 0 | 0 | 1.2018 | 0 | 0 | 0.2796 | 0.26562 | 1.4961 | 3.2072 | 1.4674 | 0 | 1.4674 | 5.9728 | 99.5463 | 0.21158 | 0.83205 | 0.96145 | 1.7 | 4.409
2007-12-24 11:00 | 0.69897 | 54.0783 | -25.1302 | 27.9735 | 0.74548 | 1.3299 | 2.4615 | 2.4615 | 1.2253 | 0 | 0.39061 | 2.4615 | 54.0299 | 0 | 0 | 0 | 1.3299 | 1.3012 | 1.2362 | 0 | 0 | 0.028696 | 4.5279 | 0.028696 | 0 | 0.028696 | 6 | 100 | 0.21158 | 2.7076 | 1.064 | 1.7 | 5.8578
2007-12-24 12:00 | 0.65914 | 57.5425 | -1.2928 | 23.4281 | 0.69288 | 1.2361 | 0 | 0 | 0 | 0 | 0 | 0 | 0 | 1.2361 | 0 | 0 | 1.2361 | 0 | 0 | 0 | 0 | 0 | 4.5537 | 0 | 0 | 0 | 6 | 100 | 0.21158 | 0 | 0.98888 | 0 | 5.7898
2007-12-24 13:00 | 0.58817 | 54.6873 | 22.9893 | 27.198 | 0.6128 | 1.0932 | 1.1465 | 1.1465 | 0 | 0 | 0 | 1.1465 | 95.3523 | 0 | 0 | 0 | 1.0932 | 1.2069 | 1.1465 | 0 | 0 | 0 | 4.5537 | 0 | 0.11363 | -0.11363 | 5.8802 | 98.0037 | 0.21158 | 1.2612 | 0.87459 | 0 | 5.6469
2007-12-24 14:00 | 0.71935 | 46.7502 | 40.8583 | 36.8031 | 0.78314 | 1.3971 | 0.70183 | 0.70183 | 0 | 0 | 0 | 0.70183 | 199.0674 | 0.53209 | 0 | 0 | 1.3971 | 0.73877 | 0.70183 | 0 | 0 | 0.12626 | 4.4401 | 0.12626 | 0 | 0.12626 | 6 | 100 | 0.21157 | 0.77202 | 1.1177 | 0 | 5.8372
2007-12-24 15:00 | 0.48006 | 35.9339 | 52.2449 | 48.8976 | 0.51805 | 0.92419 | 0.81593 | 0.81593 | 0 | 0 | 0 | 0.81593 | 113.269 | 0.065322 | 0 | 0 | 0.92419 | 0.85887 | 0.81593 | 0 | 0 | 0 | 4.5537 | 0 | 0 | 0 | 6 | 100 | 0.21157 | 0.89752 | 0.73936 | 0 | 5.4779
2007-12-24 16:00 | 0.1474 | 23.6463 | 59.401 | 62.0098 | 0.14767 | 0.26345 | 2.2146 | 2.2146 | 1.7 | 0 | 0.5202 | 2.2146 | 11.8961 | 0 | 0 | 0 | 0.26345 | 0.54168 | 0.51459 | 0 | 0 | 0 | 4.5537 | 0 | 0.27823 | -0.27823 | 5.7067 | 95.112 | 0.21157 | 2.4361 | 0.21076 | 1.7 | 4.8171
2007-12-24 17:00 | 0.063459 | 10.5881 | 63.9421 | 75.5663 | 0.063868 | 0.11394 | 0.69257 | 0.69257 | 0 | 0 | 0 | 0.69257 | 16.4518 | 0 | 0 | 0 | 0.11394 | 0.72902 | 0.69257 | 0 | 0 | 0.30914 | 4.2755 | 0 | 0.61508 | -0.61508 | 5.0584 | 84.3062 | 0.21157 | 0.76182 | 0.091152 | 0 | 4.3894
2007-12-24 18:00 | 0.0069576 | 0 | 66.7245 | 90 | 0 | 0 | 1.634 | 1.634 | 1.7 | 0 | 0.5202 | 1.634 | 0 | 0 | 0 | 0 | 0 | 0 | 0 | 0.065984 | 0.062684 | 0.99256 | 3.6604 | 0.062684 | 0 | 0.062684 | 5.1179 | 85.2973 | 0.21157 | 1.7974 | 0 | 1.7 | 3.6604
2007-12-24 19:00 | 0 | 0 | 68.1074 | 90 | 0 | 0 | 0.59135 | 0.59135 | 0 | 0 | 0 | 0.59135 | 0 | 0 | 1.1102e-16 | 0 | 0 | 0.62247 | 0.59135 | 0 | 0 | 0.92988 | 3.7168 | 0 | 0.62247 | -0.62247 | 4.4617 | 74.3616 | 0.21157 | 0.65049 | 0 | 0 | 3.7168
2007-12-24 20:00 | 0 | 0 | 68.0588 | 90 | 0 | 0 | 0 | 0 | 0 | 0 | 0 | 0 | 0 | 0 | 0 | 0 | 0 | 0 | 0 | 0 | 0 | 1.6215 | 3.0943 | 0 | 0 | 0 | 4.4617 | 74.3616 | 0.21157 | 0 | 0 | 0 | 3.0943
2007-12-24 21:00 | 0 | 0 | 66.0163 | 90 | 0 | 0 | 0.67927 | 0.67927 | 0 | 0 | 0 | 0.67927 | 0 | 0 | 0 | 0 | 0 | 0.71503 | 0.67927 | 0 | 0 | 1.6215 | 3.0943 | 0 | 0.71503 | -0.71503 | 3.708 | 61.7999 | 0.21157 | 0.7472 | 0 | 0 | 3.0943
2007-12-24 22:00 | 0 | 0 | 60.1576 | 90 | 0 | 0 | 0.05588 | 0.05588 | 0 | 0 | 0 | 0.05588 | 0 | 0 | 6.9389e-18 | 0 | 0 | 0.058821 | 0.05588 | 0 | 0 | 2.416 | 2.3793 | 0 | 0.058821 | -0.058821 | 3.646 | 60.7665 | 0.21157 | 0.061468 | 0 | 0 | 2.3793
2007-12-24 23:00 | 0 | 0 | 44.4072 | 90 | 0 | 0 | 0.20584 | 0.20584 | 0 | 0 | 0 | 0.20584 | 0 | 0 | 2.7756e-17 | 0 | 0 | 0.21667 | 0.20584 | 0 | 0 | 2.4813 | 2.3205 | 0 | 0.21667 | -0.21667 | 3.4176 | 56.9601 | 0.21157 | 0.22642 | 0 | 0 | 2.3205
2007-12-25 | 0 | 0 | 3.2173 | 90 | 0 | 0 | 0.13607 | 0.13607 | 0 | 0 | 0 | 0.13607 | 0 | 0 | 0 | 0 | 0 | 0.14323 | 0.13607 | 0 | 0 | 2.7221 | 2.1038 | 0 | 0.14323 | -0.14323 | 3.2666 | 54.4438 | 0.21157 | 0.14968 | 0 | 0 | 2.1038
2007-12-25 01:00 | 0 | 0 | -41.5203 | 90 | 0 | 0 | 0 | 0 | 0 | 0 | 0 | 0 | 0 | 0 | 0 | 0 | 0 | 0 | 0 | 0 | 0 | 2.8812 | 1.9606 | 0 | 0 | 0 | 3.2666 | 54.4438 | 0.21157 | 0 | 0 | 0 | 1.9606
2007-12-25 02:00 | 0 | 0 | -59.148 | 90 | 0 | 0 | 0.012252 | 0.012252 | 0 | 0 | 0 | 0.012252 | 0 | 0 | 0 | 0 | 0 | 0.012897 | 0.012252 | 0 | 0 | 2.8812 | 1.9606 | 0 | 0.012897 | -0.012897 | 3.253 | 54.2172 | 0.21157 | 0.013477 | 0 | 0 | 1.9606
2007-12-25 03:00 | 0 | 0 | -65.6454 | 90 | 0 | 0 | 0.38662 | 0.38662 | 0 | 0 | 0 | 0.38662 | 0 | 0 | 5.5511e-17 | 0 | 0 | 0.40697 | 0.38662 | 0 | 0 | 2.8956 | 1.9477 | 0 | 0.40697 | -0.40697 | 2.8241 | 47.0675 | 0.21157 | 0.42528 | 0 | 0 | 1.9477
2007-12-25 04:00 | 0 | 0 | -67.9733 | 90 | 0 | 0 | 0.22114 | 0.22114 | 0 | 0 | 0 | 0.22114 | 0 | 0 | 2.7756e-17 | 0 | 0 | 0.23278 | 0.22114 | 0 | 0 | 3.3478 | 1.5407 | 0 | 0.23278 | -0.23278 | 2.5787 | 42.9779 | 0.21157 | 0.24326 | 0 | 0 | 1.5407
2007-12-25 05:00 | 0 | 0 | -68.1959 | 90 | 0 | 0 | 0.63558 | 0.63558 | 0 | 0 | 0 | 0.63558 | 0 | 0 | 1.1102e-16 | 0 | 0 | 0.66903 | 0.63558 | 0 | 0 | 3.6064 | 1.3079 | 0 | 0.66903 | -0.66903 | 1.8735 | 31.2244 | 0.21157 | 0.69913 | 0 | 0 | 1.3079
2007-12-25 06:00 | 0.0023962 | 0 | -66.9587 | 90 | 0 | 0 | 0.48312 | 0.48312 | 0 | 0 | 0 | 0.48312 | 0 | 0 | 5.5511e-17 | 0 | 0 | 0.50854 | 0.48312 | 0 | 0 | 4.3498 | 0.6389 | 0 | 0.50854 | -0.50854 | 1.3374 | 22.2902 | 0.21157 | 0.53143 | 0 | 0 | 0.6389
2007-12-25 07:00 | 0.10121 | 9.1452 | -64.3382 | 77.0506 | 0.11472 | 0.20466 | 2.1215 | 2.0183 | 1.7 | 0 | 0.5202 | 2.0183 | 10.1405 | 0 | 0.10322 | 0.47091 | 0.20466 | 0.33502 | 0.31827 | 0 | 0 | 4.9148 | 0.13036 | 0 | 0.13036 | -0.13036 | 1.2 | 20 | 0.21157 | 2.3336 | 0.16373 | 1.7 | 0.33502
2007-12-25 08:00 | 0.27525 | 22.2643 | -60.0192 | 63.4625 | 0.29926 | 0.53388 | 1.9516 | 1.9516 | 1.7 | 0 | 0.5202 | 1.9516 | 27.356 | 0 | 0 | 0.34533 | 0.53388 | 0.26484 | 0.2516 | 0 | 0 | 5.0597 | 0 | 0.26904 | 0 | 0.26904 | 1.4552 | 24.2538 | 0.21158 | 2.1468 | 0.42711 | 1.7 | 0.53388
2007-12-25 09:00 | 0.62251 | 34.6636 | -53.2101 | 50.28 | 0.69548 | 1.2407 | 1.0333 | 1.0333 | 1.7 | 0 | 0.5202 | 1.0333 | 120.0775 | 0 | 0 | 0 | 1.2407 | 0 | 0 | 0.66672 | 0.63339 | 4.7906 | 0.24213 | 1.8741 | 0 | 1.8741 | 3.2332 | 53.8862 | 0.21158 | 1.1366 | 0.99259 | 1.7 | 1.4829
2007-12-25 10:00 | 0.81788 | 45.6949 | -42.3884 | 38.0244 | 0.89669 | 1.5997 | 1.8545 | 1.8545 | 1.7 | 0 | 0.5202 | 1.8545 | 86.2597 | 0 | 0 | 0 | 1.5997 | 0.16265 | 0.15451 | 0 | 0 | 2.9165 | 1.9288 | 1.4371 | 0 | 1.4371 | 4.5965 | 76.608 | 0.21162 | 2.04 | 1.2798 | 1.7 | 3.5285
2007-12-25 11:00 | 0.7072 | 54.0462 | -25.3071 | 28.0201 | 0.75534 | 1.3475 | 1.8098 | 1.8098 | 1.7 | 0 | 0.5202 | 1.8098 | 74.4562 | 0 | 0 | 0 | 1.3475 | 0.1156 | 0.10982 | 0 | 0 | 1.4794 | 3.2222 | 1.2319 | 0 | 1.2319 | 5.7652 | 96.0864 | 0.21167 | 1.9908 | 1.078 | 1.7 | 4.5697
2007-12-25 12:00 | 0.71459 | 57.5588 | -1.493 | 23.4128 | 0.75872 | 1.3536 | 1.4123 | 1.4123 | 0.425 | 0 | 0.17213 | 1.4123 | 95.8389 | 0.066746 | 0 | 0 | 1.3536 | 1.0393 | 0.98733 | 0 | 0 | 0.24752 | 4.3309 | 0.24752 | 0 | 0.24752 | 6 | 100 | 0.21164 | 1.5536 | 1.0828 | 1.7 | 5.6845
2007-12-25 13:00 | 0.59226 | 54.7495 | 22.835 | 27.1245 | 0.6175 | 1.1016 | 1.5339 | 1.5339 | 0.48738 | 0 | 0.18915 | 1.5339 | 71.8173 | 0 | 0 | 0 | 1.1016 | 1.1016 | 1.0465 | 0 | 0 | 0 | 4.5537 | 0 | 0 | 0 | 6 | 100 | 0.21164 | 1.6873 | 0.88129 | 1.7 | 5.6553
2007-12-25 14:00 | 0.51964 | 46.839 | 40.7669 | 36.7049 | 0.54284 | 0.96842 | 1.1863 | 1.1863 | 0 | 0 | 0 | 1.1863 | 81.6366 | 0 | 2.2204e-16 | 0 | 0.96842 | 1.2487 | 1.1863 | 0 | 0 | 0 | 4.5537 | 0 | 0.28027 | -0.28027 | 5.7046 | 95.0761 | 0.21164 | 1.3049 | 0.77474 | 0 | 5.5221
2007-12-25 15:00 | 0.53192 | 36.0349 | 52.1955 | 48.7914 | 0.58279 | 1.0397 | 1.5085 | 1.5085 | 0.81662 | 0 | 0.27904 | 1.5085 | 68.9229 | 5.5511e-17 | 0 | 0 | 1.0397 | 0.72828 | 0.69186 | 0 | 0 | 0.31141 | 4.2734 | 0.31141 | 0 | 0.31141 | 6 | 100 | 0.21165 | 1.6593 | 0.83175 | 1.7 | 5.3131
2007-12-25 16:00 | 0.28245 | 23.7526 | 59.3763 | 61.9013 | 0.30334 | 0.54117 | 2.1527 | 2.1527 | 1.6386 | 0 | 0.50344 | 2.1527 | 25.1387 | 1.1102e-16 | 0 | 0 | 0.54117 | 0.54117 | 0.51411 | 0 | 0 | 0 | 4.5537 | 0 | 0 | 0 | 6 | 100 | 0.21165 | 2.368 | 0.43293 | 1.7 | 5.0949
2007-12-25 17:00 | 0.13979 | 10.6964 | 63.9331 | 75.4579 | 0.16659 | 0.2972 | 0 | 0 | 0 | 0 | 0 | 0 | 0 | 0.2972 | 0 | 0 | 0.2972 | 0 | 0 | 0 | 0 | 0 | 4.5537 | 0 | 0 | 0 | 6 | 100 | 0.21165 | 0 | 0.23776 | 0 | 4.8509
2007-12-25 18:00 | 0.0053163 | 0 | 66.7274 | 90 | 0 | 0 | 0 | 0 | 0 | 0 | 0 | 0 | 0 | 0 | 0 | 0 | 0 | 0 | 0 | 0 | 0 | 0 | 4.5537 | 0 | 0 | 0 | 6 | 100 | 0.21165 | 0 | 0 | 0 | 4.5537
2007-12-25 19:00 | 0 | 0 | 68.1218 | 90 | 0 | 0 | 1.1922 | 1.1922 | 0 | 0 | 0 | 1.1922 | 0 | 0 | 2.2204e-16 | 0 | 0 | 1.2549 | 1.1922 | 0 | 0 | 0 | 4.5537 | 0 | 1.2549 | -1.2549 | 4.6772 | 77.9531 | 0.21165 | 1.3114 | 0 | 0 | 4.5537
2007-12-25 20:00 | 0 | 0 | 68.0877 | 90 | 0 | 0 | 2.7775 | 2.7775 | 1.7 | 0 | 0.5202 | 2.7775 | 0 | 0 | 0 | 0 | 0 | 1.1342 | 1.0775 | 0 | 0 | 1.3944 | 3.2988 | 0 | 1.1342 | -1.1342 | 3.4816 | 58.0272 | 0.21165 | 3.0552 | 0 | 1.7 | 3.2988
2007-12-25 21:00 | 0 | 0 | 66.0691 | 90 | 0 | 0 | 0.24498 | 0.24498 | 1.6976 | 0 | 0.51955 | 0.24498 | 0 | 0 | 0 | 0 | 0 | 0 | 0 | 1.4526 | 1.38 | 2.6546 | 2.1646 | 1.38 | 0 | 1.38 | 4.7908 | 79.8469 | 0.2117 | 0.26947 | 0 | 1.7 | 2.1646
2007-12-25 22:00 | 0 | 0 | 60.2611 | 90 | 0 | 0 | 0.30043 | 0.30043 | 1.6421 | 0 | 0.5044 | 0.30043 | 0 | 0 | 0 | 0 | 0 | 0 | 0 | 1.3417 | 1.2746 | 1.2746 | 3.4066 | 1.2746 | 0 | 1.2746 | 6 | 100 | 0.21175 | 0.33047 | 0 | 1.7 | 3.4066
2007-12-25 23:00 | 0 | 0 | 44.6444 | 90 | 0 | 0 | 0.51455 | 0.51455 | 0 | 0 | 0 | 0.51455 | 0 | 0 | 1.1102e-16 | 0 | 0 | 0.54164 | 0.51455 | 0 | 0 | 0 | 4.5537 | 0 | 0.54164 | -0.54164 | 5.4291 | 90.4844 | 0.21175 | 0.56601 | 0 | 0 | 4.5537
2007-12-26 | 0 | 0 | 3.6527 | 90 | 0 | 0 | 0.47022 | 0.47022 | 0 | 0 | 0 | 0.47022 | 0 | 0 | 5.5511e-17 | 0 | 0 | 0.49497 | 0.47022 | 0 | 0 | 0.60182 | 4.0121 | 0 | 0.49497 | -0.49497 | 4.9073 | 81.7888 | 0.21175 | 0.51724 | 0 | 0 | 4.0121
2007-12-26 01:00 | 0 | 0 | -41.3527 | 90 | 0 | 0 | 0.2347 | 0.2347 | 0 | 0 | 0 | 0.2347 | 0 | 0 | 0 | 0 | 0 | 0.24705 | 0.2347 | 0 | 0 | 1.1518 | 3.5171 | 0 | 0.24705 | -0.24705 | 4.6469 | 77.4486 | 0.21175 | 0.25817 | 0 | 0 | 3.5171
2007-12-26 02:00 | 0 | 0 | -59.1155 | 90 | 0 | 0 | 0.20706 | 0.20706 | 0 | 0 | 0 | 0.20706 | 0 | 0 | 0 | 0 | 0 | 0.21795 | 0.20706 | 0 | 0 | 1.4263 | 3.27 | 0 | 0.21795 | -0.21795 | 4.4172 | 73.6195 | 0.21175 | 0.22776 | 0 | 0 | 3.27
2007-12-26 03:00 | 0 | 0 | -65.6518 | 90 | 0 | 0 | 0 | 0 | 0 | 0 | 0 | 0 | 0 | 0 | 0 | 0 | 0 | 0 | 0 | 0 | 0 | 1.6685 | 3.0521 | 0 | 0 | 0 | 4.4172 | 73.6195 | 0.21175 | 0 | 0 | 0 | 3.0521
2007-12-26 04:00 | 0 | 0 | -67.9953 | 90 | 0 | 0 | 0.060765 | 0.060765 | 0 | 0 | 0 | 0.060765 | 0 | 0 | 0 | 0 | 0 | 0.063963 | 0.060765 | 0 | 0 | 1.6685 | 3.0521 | 0 | 0.063963 | -0.063963 | 4.3498 | 72.4958 | 0.21175 | 0.066841 | 0 | 0 | 3.0521
2007-12-26 05:00 | 0 | 0 | -68.2276 | 90 | 0 | 0 | 0.072624 | 0.072624 | 0 | 0 | 0 | 0.072624 | 0 | 0 | 1.3878e-17 | 0 | 0 | 0.076446 | 0.072624 | 0 | 0 | 1.7395 | 2.9881 | 0 | 0.076446 | -0.076446 | 4.2692 | 71.1528 | 0.21175 | 0.079886 | 0 | 0 | 2.9881
2007-12-26 06:00 | 0.0032 | 0 | -66.9993 | 90 | 0 | 0 | 0.28577 | 0.28577 | 0 | 0 | 0 | 0.28577 | 0 | 0 | 0 | 0 | 0 | 0.30081 | 0.28577 | 0 | 0 | 1.8245 | 2.9117 | 0 | 0.30081 | -0.30081 | 3.9521 | 65.8681 | 0.21175 | 0.31435 | 0 | 0 | 2.9117
2007-12-26 07:00 | 0.14818 | 9.0478 | -64.39 | 77.1544 | 0.19999 | 0.35678 | 0.78619 | 0.78619 | 0 | 0 | 0 | 0.78619 | 45.3813 | 0 | 0 | 0 | 0.35678 | 0.82756 | 0.78619 | 0 | 0 | 2.1587 | 2.6109 | 0 | 0.47078 | -0.47078 | 3.4558 | 57.5973 | 0.21175 | 0.86481 | 0.28543 | 0 | 2.9676
2007-12-26 08:00 | 0.42814 | 22.174 | -60.0872 | 63.5613 | 0.50132 | 0.89435 | 2.643 | 2.643 | 1.7 | 0 | 0.5202 | 2.643 | 33.8387 | 0 | 0 | 0 | 0.89435 | 0.99261 | 0.94298 | 0 | 0 | 2.6818 | 2.1401 | 0 | 0.098264 | -0.098264 | 3.3523 | 55.871 | 0.21175 | 2.9073 | 0.71548 | 1.7 | 3.0344
2007-12-26 09:00 | 0.64845 | 34.5845 | -53.3032 | 50.3704 | 0.72499 | 1.2934 | 2.5369 | 2.5369 | 1.7 | 0 | 0.5202 | 2.5369 | 50.9822 | 0 | 0 | 0 | 1.2934 | 0.88097 | 0.83692 | 0 | 0 | 2.791 | 2.0418 | 0.41241 | 0 | 0.41241 | 3.7435 | 62.3917 | 0.21177 | 2.7906 | 1.0347 | 1.7 | 3.3352
2007-12-26 10:00 | 0.87478 | 45.6351 | -42.5207 | 38.0992 | 0.9598 | 1.7123 | 0.54346 | 0.54346 | 1.1764 | 0 | 0.37726 | 0.54346 | 315.0722 | 0 | 0 | 0 | 1.7123 | 0 | 0 | 0.63296 | 0.60132 | 2.3786 | 2.413 | 2.3136 | 0 | 2.3136 | 5.9384 | 98.9729 | 0.21163 | 0.5978 | 1.3698 | 1.7 | 4.1253
2007-12-26 11:00 | 0.99546 | 54.02 | -25.4891 | 28.0613 | 1.0825 | 1.9312 | 2.1934 | 2.1934 | 0.81341 | 0 | 0.27816 | 2.1934 | 88.044 | 0.41357 | 0 | 0 | 1.9312 | 1.4526 | 1.38 | 0 | 0 | 0.064962 | 4.4952 | 0.064962 | 0 | 0.064962 | 6 | 100 | 0.21162 | 2.4128 | 1.5449 | 1.7 | 6.4264
2007-12-26 12:00 | 0.98922 | 57.5816 | -1.6937 | 23.3912 | 1.0721 | 1.9127 | 1.1809 | 1.1809 | 0 | 0 | 0 | 1.1809 | 161.9681 | 0.66963 | 0 | 0 | 1.9127 | 1.2431 | 1.1809 | 0 | 0 | 0 | 4.5537 | 0 | 0 | 0 | 6 | 100 | 0.21162 | 1.299 | 1.5302 | 0 | 6.4664
2007-12-26 13:00 | 0.91331 | 54.8177 | 22.6852 | 27.0454 | 0.99154 | 1.7689 | 0.15806 | 0.15806 | 0 | 0 | 0 | 0.15806 | 1119.115 | 1.6025 | 0 | 0 | 1.7689 | 0.16638 | 0.15806 | 0 | 0 | 0 | 4.5537 | 0 | 0 | 0 | 6 | 100 | 0.21162 | 0.17387 | 1.4151 | 0 | 6.3226
2007-12-26 14:00 | 0.81565 | 46.9326 | 40.6823 | 36.6027 | 0.89257 | 1.5923 | 0 | 0 | 0 | 0 | 0 | 0 | 0 | 1.5923 | 0 | 0 | 1.5923 | 0 | 0 | 0 | 0 | 0 | 4.5537 | 0 | 0 | 0 | 6 | 100 | 0.21162 | 0 | 1.2739 | 0 | 6.146
2007-12-26 15:00 | 0.69038 | 36.1395 | 52.1532 | 48.6826 | 0.76938 | 1.3726 | 0 | 0 | 0 | 0 | 0 | 0 | 0 | 1.3726 | 0 | 0 | 1.3726 | 0 | 0 | 0 | 0 | 0 | 4.5537 | 0 | 0 | 0 | 6 | 100 | 0.21162 | 0 | 1.0981 | 0 | 5.9263
2007-12-26 16:00 | 0.4199 | 23.8614 | 59.3585 | 61.7913 | 0.48539 | 0.86593 | 0 | 0 | 0 | 0 | 0 | 0 | 0 | 0.86593 | 0 | 0 | 0.86593 | 0 | 0 | 0 | 0 | 0 | 4.5537 | 0 | 0 | 0 | 6 | 100 | 0.21162 | 0 | 0.69275 | 0 | 5.4196
2007-12-26 17:00 | 0.16195 | 10.8064 | 63.9309 | 75.3487 | 0.20373 | 0.36345 | 0.78152 | 0.78152 | 0 | 0 | 0 | 0.78152 | 46.5054 | 0 | 0 | 0 | 0.36345 | 0.82265 | 0.78152 | 0 | 0 | 0 | 4.5537 | 0 | 0.4592 | -0.4592 | 5.516 | 91.9326 | 0.21162 | 0.85967 | 0.29076 | 0 | 4.9171
2007-12-26 18:00 | 0.0073955 | 0 | 66.7371 | 90 | 0 | 0 | 0.4261 | 0.4261 | 0 | 0 | 0 | 0.4261 | 0 | 0 | 5.5511e-17 | 0 | 0 | 0.44852 | 0.4261 | 0 | 0 | 0.51023 | 4.0945 | 0 | 0.44852 | -0.44852 | 5.0432 | 84.0529 | 0.21162 | 0.4687 | 0 | 0 | 4.0945
2007-12-26 19:00 | 0 | 0 | 68.1432 | 90 | 0 | 0 | 2.0744 | 2.0744 | 1.7 | 0 | 0.5202 | 2.0744 | 0 | 0 | 0 | 0 | 0 | 0.39413 | 0.37443 | 0 | 0 | 1.0086 | 3.646 | 0 | 0.39413 | -0.39413 | 4.6277 | 77.1287 | 0.21162 | 2.2819 | 0 | 1.7 | 3.646
2007-12-26 20:00 | 0 | 0 | 68.1244 | 90 | 0 | 0 | 0 | 0 | 1.4526 | 0 | 0.45267 | 0 | 0 | 0 | 0 | 0 | 0 | 0 | 0 | 1.4526 | 1.38 | 1.4465 | 3.2518 | 1.38 | 0 | 1.38 | 5.9369 | 98.9484 | 0.21163 | 0 | 0 | 1.7 | 3.2518
2007-12-26 21:00 | 0 | 0 | 66.1312 | 90 | 0 | 0 | 0.60304 | 0.60304 | 0 | 0 | 0 | 0.60304 | 0 | 0 | 0 | 0 | 0 | 0.63478 | 0.60304 | 0 | 0 | 0.066512 | 4.4938 | 0 | 0.63478 | -0.63478 | 5.2678 | 87.7964 | 0.21163 | 0.66335 | 0 | 0 | 4.4938
2007-12-26 22:00 | 0 | 0 | 60.3758 | 90 | 0 | 0 | 0.081816 | 0.081816 | 0 | 0 | 0 | 0.081816 | 0 | 0 | 1.3878e-17 | 0 | 0 | 0.086122 | 0.081816 | 0 | 0 | 0.77182 | 3.859 | 0 | 0.086122 | -0.086122 | 5.177 | 86.2834 | 0.21163 | 0.089997 | 0 | 0 | 3.859
2007-12-26 23:00 | 0 | 0 | 44.8945 | 90 | 0 | 0 | 0.032541 | 0.032541 | 0 | 0 | 0 | 0.032541 | 0 | 0 | 0 | 0 | 0 | 0.034254 | 0.032541 | 0 | 0 | 0.86752 | 3.7729 | 0 | 0.034254 | -0.034254 | 5.1409 | 85.6816 | 0.21163 | 0.035796 | 0 | 0 | 3.7729
2007-12-27 | 0 | 0 | 4.0907 | 90 | 0 | 0 | 0 | 0 | 0 | 0 | 0 | 0 | 0 | 0 | 0 | 0 | 0 | 0 | 0 | 0 | 0 | 0.90558 | 3.7387 | 0 | 0 | 0 | 5.1409 | 85.6816 | 0.21163 | 0 | 0 | 0 | 3.7387
2007-12-27 01:00 | 0 | 0 | -41.1983 | 90 | 0 | 0 | 0.15015 | 0.15015 | 0 | 0 | 0 | 0.15015 | 0 | 0 | 2.7756e-17 | 0 | 0 | 0.15806 | 0.15015 | 0 | 0 | 0.90558 | 3.7387 | 0 | 0.15806 | -0.15806 | 4.9743 | 82.9049 | 0.21163 | 0.16517 | 0 | 0 | 3.7387
2007-12-27 02:00 | 0 | 0 | -59.0951 | 90 | 0 | 0 | 0 | 0 | 0 | 0 | 0 | 0 | 0 | 0 | 0 | 0 | 0 | 0 | 0 | 0 | 0 | 1.0812 | 3.5806 | 0 | 0 | 0 | 4.9743 | 82.9049 | 0.21163 | 0 | 0 | 0 | 3.5806
2007-12-27 03:00 | 0 | 0 | -65.6679 | 90 | 0 | 0 | 0 | 0 | 0 | 0 | 0 | 0 | 0 | 0 | 0 | 0 | 0 | 0 | 0 | 0 | 0 | 1.0812 | 3.5806 | 0 | 0 | 0 | 4.9743 | 82.9049 | 0.21163 | 0 | 0 | 0 | 3.5806
2007-12-27 04:00 | 0 | 0 | -68.0255 | 90 | 0 | 0 | 0.24793 | 0.24793 | 0 | 0 | 0 | 0.24793 | 0 | 0 | 2.7756e-17 | 0 | 0 | 0.26098 | 0.24793 | 0 | 0 | 1.0812 | 3.5806 | 0 | 0.26098 | -0.26098 | 4.6992 | 78.32 | 0.21163 | 0.27272 | 0 | 0 | 3.5806
2007-12-27 05:00 | 0 | 0 | -68.2665 | 90 | 0 | 0 | 0.28405 | 0.28405 | 0 | 0 | 0 | 0.28405 | 0 | 0 | 5.5511e-17 | 0 | 0 | 0.299 | 0.28405 | 0 | 0 | 1.3712 | 3.3196 | 0 | 0.299 | -0.299 | 4.384 | 73.067 | 0.21163 | 0.31246 | 0 | 0 | 3.3196
2007-12-27 06:00 | 0.0030242 | 0 | -67.0468 | 90 | 0 | 0 | 0.28768 | 0.28768 | 0 | 0 | 0 | 0.28768 | 0 | 0 | 5.5511e-17 | 0 | 0 | 0.30282 | 0.28768 | 0 | 0 | 1.7034 | 3.0206 | 0 | 0.30282 | -0.30282 | 4.0648 | 67.747 | 0.21163 | 0.31645 | 0 | 0 | 3.0206
2007-12-27 07:00 | 0.17583 | 8.9522 | -64.4485 | 77.2575 | 0.24542 | 0.43782 | 0.71107 | 0.71107 | 0 | 0 | 0 | 0.71107 | 61.5721 | 0 | 0 | 0 | 0.43782 | 0.7485 | 0.71107 | 0 | 0 | 2.0399 | 2.7178 | 0 | 0.31067 | -0.31067 | 3.7373 | 62.289 | 0.21163 | 0.78218 | 0.35026 | 0 | 3.1556
2007-12-27 08:00 | 0.41608 | 22.0863 | -60.1619 | 63.6585 | 0.48715 | 0.86907 | 0 | 0 | 0 | 0 | 0 | 0 | 0 | 0 | 0 | 0 | 0.86907 | 0 | 0 | 0 | 0 | 2.3851 | 2.4071 | 0.86907 | 0 | 0.86907 | 4.5618 | 76.0302 | 0.21154 | 0 | 0.69526 | 0 | 3.2762
2007-12-27 09:00 | 0.58869 | 34.509 | -53.4031 | 50.4584 | 0.65627 | 1.1708 | 0.15554 | 0.15554 | 0 | 0 | 0 | 0.15554 | 752.7307 | 0 | 0 | 0 | 1.1708 | 0.16373 | 0.15554 | 0 | 0 | 1.516 | 3.1893 | 1.0071 | 0 | 1.0071 | 5.5172 | 91.9533 | 0.21142 | 0.17109 | 0.93663 | 0 | 4.3601
2007-12-27 10:00 | 0.68586 | 45.58 | -42.6596 | 38.1702 | 0.74574 | 1.3304 | 0.92266 | 0.92266 | 0 | 0 | 0 | 0.92266 | 144.1926 | 0 | 0 | 0 | 1.3304 | 0.97122 | 0.92266 | 0 | 0 | 0.50892 | 4.0957 | 0.35919 | 0 | 0.35919 | 5.858 | 97.6325 | 0.21138 | 1.0149 | 1.0643 | 0 | 5.4261
2007-12-27 11:00 | 0.64359 | 53.9996 | -25.676 | 28.0973 | 0.67928 | 1.2118 | 0.89433 | 0.89433 | 0 | 0 | 0 | 0.89433 | 135.5008 | 0.12069 | 0 | 0 | 1.2118 | 0.9414 | 0.89433 | 0 | 0 | 0.14974 | 4.4189 | 0.14974 | 0 | 0.14974 | 6 | 100 | 0.21136 | 0.98377 | 0.96946 | 0 | 5.6308
2007-12-27 12:00 | 0.55694 | 57.611 | -1.8949 | 23.3632 | 0.57359 | 1.0233 | 0 | 0 | 0 | 0 | 0 | 0 | 0 | 1.0233 | 0 | 0 | 1.0233 | 0 | 0 | 0 | 0 | 0 | 4.5537 | 0 | 0 | 0 | 6 | 100 | 0.21136 | 0 | 0.81862 | 0 | 5.577
2007-12-27 13:00 | 0.67841 | 54.8919 | 22.5401 | 26.9608 | 0.71948 | 1.2836 | 1.551 | 1.551 | 0.425 | 0 | 0.17213 | 1.551 | 82.7586 | 0.098332 | 0 | 0 | 1.2836 | 1.1852 | 1.126 | 0 | 0 | 0 | 4.5537 | 0 | 0 | 0 | 6 | 100 | 0.21136 | 1.7061 | 1.0268 | 1.7 | 5.8372
2007-12-27 14:00 | 0.86824 | 47.0309 | 40.6045 | 36.4967 | 0.95052 | 1.6957 | 0.1473 | 0.1473 | 0 | 0 | 0 | 0.1473 | 1151.239 | 1.5407 | 0 | 0 | 1.6957 | 0.15505 | 0.1473 | 0 | 0 | 0 | 4.5537 | 0 | 0 | 0 | 6 | 100 | 0.21136 | 0.16203 | 1.3566 | 0 | 6.2494
2007-12-27 15:00 | 0.62268 | 36.2476 | 52.1181 | 48.5713 | 0.69201 | 1.2345 | 1.1173 | 1.1173 | 0 | 0 | 0 | 1.1173 | 110.4977 | 0.058483 | 0 | 0 | 1.2345 | 1.1761 | 1.1173 | 0 | 0 | 0 | 4.5537 | 0 | 0 | 0 | 6 | 100 | 0.21136 | 1.229 | 0.98763 | 0 | 5.7882
2007-12-27 16:00 | 0.43996 | 23.9727 | 59.3477 | 61.6798 | 0.50955 | 0.90905 | 2.0985 | 2.0985 | 1.2349 | 0 | 0.39323 | 2.0985 | 43.3189 | 1.1102e-16 | 0 | 0 | 0.90905 | 0.90905 | 0.86359 | 0 | 0 | 0 | 4.5537 | 0 | 0 | 0 | 6 | 100 | 0.21136 | 2.3083 | 0.72724 | 1.7 | 5.4627
2007-12-27 17:00 | 0.17487 | 10.918 | 63.9354 | 75.239 | 0.22453 | 0.40055 | 0 | 0 | 0 | 0 | 0 | 0 | 0 | 0.40055 | 0 | 0 | 0.40055 | 0 | 0 | 0 | 0 | 0 | 4.5537 | 0 | 0 | 0 | 6 | 100 | 0.21136 | 0 | 0.32044 | 0 | 4.9542
2007-12-27 18:00 | 0.0073509 | 0 | 66.7536 | 90 | 0 | 0 | 0 | 0 | 0 | 0 | 0 | 0 | 0 | 0 | 0 | 0 | 0 | 0 | 0 | 0 | 0 | 0 | 4.5537 | 0 | 0 | 0 | 6 | 100 | 0.21136 | 0 | 0 | 0 | 4.5537
2007-12-27 19:00 | 0 | 0 | 68.1718 | 90 | 0 | 0 | 2.8082 | 2.8082 | 1.7 | 0 | 0.5202 | 2.8082 | 0 | 0 | 0 | 0.0090401 | 0 | 1.1665 | 1.1082 | 0 | 0 | 0 | 4.5537 | 0 | 1.1665 | -1.1665 | 4.7704 | 79.5059 | 0.21136 | 3.089 | 0 | 1.7 | 4.5537
2007-12-27 20:00 | 0 | 0 | 68.169 | 90 | 0 | 0 | 2.4934 | 2.4934 | 1.7 | 0 | 0.5202 | 2.4934 | 0 | 0 | 0 | 0 | 0 | 0.83512 | 0.79336 | 0 | 0 | 1.2962 | 3.3871 | 0 | 0.83512 | -0.83512 | 3.8901 | 64.8344 | 0.21136 | 2.7427 | 0 | 1.7 | 3.3871
2007-12-27 21:00 | 0 | 0 | 66.2023 | 90 | 0 | 0 | 2.8426 | 2.8426 | 1.7 | 0 | 0.5202 | 2.8426 | 0 | 0 | 4.4409e-16 | 0.04686 | 0 | 1.2027 | 1.1426 | 0 | 0 | 2.2241 | 2.552 | 0 | 1.2027 | -1.2027 | 2.6223 | 43.7045 | 0.21136 | 3.1269 | 0 | 1.7 | 2.552
2007-12-27 22:00 | 0 | 0 | 60.5016 | 90 | 0 | 0 | 0 | 0 | 1.4526 | 0 | 0.45267 | 0 | 0 | 0 | 0 | 0 | 0 | 0 | 0 | 1.4526 | 1.38 | 3.5604 | 1.3493 | 1.38 | 0 | 1.38 | 3.9315 | 65.5242 | 0.21138 | 0 | 0 | 1.7 | 1.3493
2007-12-27 23:00 | 0 | 0 | 45.1575 | 90 | 0 | 0 | 0.12465 | 0.12465 | 1.5773 | 0 | 0.4867 | 0.12465 | 0 | 2.2204e-16 | 0 | 0 | 0 | 0 | 0 | 1.4526 | 1.38 | 2.1804 | 2.5913 | 1.38 | 0 | 1.38 | 5.2406 | 87.3439 | 0.21141 | 0.13711 | 0 | 1.7 | 2.5913
2007-12-28 | 0 | 0 | 4.5316 | 90 | 0 | 0 | 0.20606 | 0.20606 | 0 | 0 | 0 | 0.20606 | 0 | 0 | 2.7756e-17 | 0 | 0 | 0.21691 | 0.20606 | 0 | 0 | 0.80045 | 3.8333 | 0 | 0.21691 | -0.21691 | 5.012 | 83.5332 | 0.21141 | 0.22667 | 0 | 0 | 3.8333
2007-12-28 01:00 | 0 | 0 | -41.0575 | 90 | 0 | 0 | 0.25376 | 0.25376 | 0 | 0 | 0 | 0.25376 | 0 | 0 | 0 | 0 | 0 | 0.26712 | 0.25376 | 0 | 0 | 1.0415 | 3.6164 | 0 | 0.26712 | -0.26712 | 4.7304 | 78.8404 | 0.21141 | 0.27914 | 0 | 0 | 3.6164
2007-12-28 02:00 | 0 | 0 | -59.087 | 90 | 0 | 0 | 0.29092 | 0.29092 | 0 | 0 | 0 | 0.29092 | 0 | 0 | 5.5511e-17 | 0 | 0 | 0.30623 | 0.29092 | 0 | 0 | 1.3383 | 3.3493 | 0 | 0.30623 | -0.30623 | 4.4076 | 73.4604 | 0.21141 | 0.32002 | 0 | 0 | 3.3493
2007-12-28 03:00 | 0 | 0 | -65.6937 | 90 | 0 | 0 | 0.2291 | 0.2291 | 0 | 0 | 0 | 0.2291 | 0 | 0 | 0 | 0 | 0 | 0.24116 | 0.2291 | 0 | 0 | 1.6785 | 3.043 | 0 | 0.24116 | -0.24116 | 4.1534 | 69.2236 | 0.21141 | 0.25201 | 0 | 0 | 3.043
2007-12-28 04:00 | 0 | 0 | -68.0638 | 90 | 0 | 0 | 0.33088 | 0.33088 | 0 | 0 | 0 | 0.33088 | 0 | 0 | 5.5511e-17 | 0 | 0 | 0.3483 | 0.33088 | 0 | 0 | 1.9465 | 2.8019 | 0 | 0.3483 | -0.3483 | 3.7863 | 63.1047 | 0.21141 | 0.36397 | 0 | 0 | 2.8019
2007-12-28 05:00 | 0 | 0 | -68.3126 | 90 | 0 | 0 | 0.25547 | 0.25547 | 0 | 0 | 0 | 0.25547 | 0 | 0 | 5.5511e-17 | 0 | 0 | 0.26891 | 0.25547 | 0 | 0 | 2.3335 | 2.4536 | 0 | 0.26891 | -0.26891 | 3.5028 | 58.3804 | 0.21141 | 0.28101 | 0 | 0 | 2.4536
2007-12-28 06:00 | 0.0027865 | 0 | -67.101 | 90 | 0 | 0 | 0.34059 | 0.34059 | 0 | 0 | 0 | 0.34059 | 0 | 0 | 0 | 0 | 0 | 0.35851 | 0.34059 | 0 | 0 | 2.6323 | 2.1847 | 0 | 0.35851 | -0.35851 | 3.1249 | 52.0819 | 0.21141 | 0.37465 | 0 | 0 | 2.1847
2007-12-28 07:00 | 0.14117 | 8.8584 | -64.5136 | 77.3596 | 0.18958 | 0.33821 | 0.71476 | 0.71476 | 0 | 0 | 0 | 0.71476 | 47.3177 | 0 | 1.1102e-16 | 0 | 0.33821 | 0.75238 | 0.71476 | 0 | 0 | 3.0306 | 1.8261 | 0 | 0.41417 | -0.41417 | 2.6883 | 44.8057 | 0.21141 | 0.78623 | 0.27057 | 0 | 2.1643
2007-12-28 08:00 | 0.37696 | 22.0012 | -60.2433 | 63.7541 | 0.43853 | 0.78234 | 0.87122 | 0.87122 | 0 | 0 | 0 | 0.87122 | 89.7976 | 0 | 0 | 0 | 0.78234 | 0.91708 | 0.87122 | 0 | 0 | 3.4908 | 1.412 | 0 | 0.13474 | -0.13474 | 2.5463 | 42.4386 | 0.21141 | 0.95835 | 0.62587 | 0 | 2.1943
2007-12-28 09:00 | 0.52548 | 34.4371 | -53.51 | 50.5438 | 0.57948 | 1.0338 | 0.093607 | 0.093607 | 0 | 0 | 0 | 0.093607 | 1104.404 | 0 | 0 | 0 | 1.0338 | 0.098534 | 0.093607 | 0 | 0 | 3.6405 | 1.2772 | 0.93527 | 0 | 0.93527 | 3.4336 | 57.2264 | 0.2113 | 0.10297 | 0.82704 | 0 | 2.311
2007-12-28 10:00 | 0.77197 | 45.5295 | -42.8051 | 38.2375 | 0.84556 | 1.5085 | 0.86898 | 0.86898 | 0 | 0 | 0 | 0.86898 | 173.5922 | 0 | 0 | 0 | 1.5085 | 0.91471 | 0.86898 | 0 | 0 | 2.7052 | 2.119 | 0.59376 | 0 | 0.59376 | 3.9969 | 66.6146 | 0.21123 | 0.95588 | 1.2068 | 0 | 3.6274
2007-12-28 11:00 | 0.864 | 53.9851 | -25.8678 | 28.1281 | 0.93759 | 1.6727 | 2.8633 | 2.8633 | 1.7 | 0 | 0.5202 | 2.8633 | 58.4177 | 0 | 0 | 0.069601 | 1.6727 | 1.2245 | 1.1633 | 0 | 0 | 2.1115 | 2.6534 | 0.44816 | 0 | 0.44816 | 4.422 | 73.7006 | 0.21122 | 3.1496 | 1.3381 | 1.7 | 4.326
2007-12-28 12:00 | 0.98125 | 57.6469 | -2.0964 | 23.3288 | 1.0632 | 1.8967 | 0.39448 | 0.39448 | 0.425 | 0 | 0.17213 | 0.39448 | 480.7981 | 0.26386 | 0 | 0 | 1.8967 | 0 | 0 | 0 | 0 | 1.6633 | 3.0567 | 1.6633 | 0 | 1.6633 | 6 | 100 | 0.21103 | 0.43393 | 1.5173 | 1.7 | 4.9534
2007-12-28 13:00 | 0.86316 | 54.972 | 22.3997 | 26.8706 | 0.93547 | 1.6689 | 1.7983 | 1.7983 | 0.425 | 0 | 0.17213 | 1.7983 | 92.8039 | 0.22332 | 0 | 0 | 1.6689 | 1.4456 | 1.3733 | 0 | 0 | 0 | 4.5537 | 0 | 0 | 0 | 6 | 100 | 0.21103 | 1.9781 | 1.3351 | 1.7 | 6.2226
2007-12-28 14:00 | 0.87203 | 47.1339 | 40.5337 | 36.387 | 0.95447 | 1.7028 | 1.924 | 1.924 | 0.54398 | 0 | 0.20461 | 1.924 | 88.5028 | 0.25014 | 0 | 0 | 1.7028 | 1.4526 | 1.38 | 0 | 0 | 0 | 4.5537 | 0 | 0 | 0 | 6 | 100 | 0.21103 | 2.1164 | 1.3622 | 1.7 | 6.2565
2007-12-28 15:00 | 0.69929 | 36.3591 | 52.0903 | 48.4577 | 0.7788 | 1.3894 | 2.9594 | 2.9594 | 1.6394 | 0 | 0.50367 | 2.9594 | 46.949 | 0 | 0 | 0.17529 | 1.3894 | 1.3894 | 1.3199 | 0 | 0 | 0 | 4.5537 | 0 | 0 | 0 | 6 | 100 | 0.21103 | 3.2553 | 1.1115 | 1.7 | 5.9431
2007-12-28 16:00 | 0.44641 | 24.0864 | 59.3439 | 61.5669 | 0.51683 | 0.92203 | 0 | 0 | 0 | 0 | 0 | 0 | 0 | 0.92203 | 0 | 0 | 0.92203 | 0 | 0 | 0 | 0 | 0 | 4.5537 | 0 | 0 | 0 | 6 | 100 | 0.21103 | 0 | 0.73762 | 0 | 5.4757
2007-12-28 17:00 | 0.19815 | 11.0312 | 63.9467 | 75.1286 | 0.26052 | 0.46476 | 0 | 0 | 0 | 0 | 0 | 0 | 0 | 0.46476 | 0 | 0 | 0.46476 | 0 | 0 | 0 | 0 | 0 | 4.5537 | 0 | 0 | 0 | 6 | 100 | 0.21103 | 0 | 0.37181 | 0 | 5.0185
2007-12-28 18:00 | 0.0087739 | 0 | 66.7768 | 90 | 0 | 0 | 0.21727 | 0.21727 | 0 | 0 | 0 | 0.21727 | 0 | 0 | 2.7756e-17 | 0 | 0 | 0.2287 | 0.21727 | 0 | 0 | 0 | 4.5537 | 0 | 0.2287 | -0.2287 | 5.7589 | 95.9821 | 0.21103 | 0.239 | 0 | 0 | 4.5537
2007-12-28 19:00 | 0 | 0 | 68.2075 | 90 | 0 | 0 | 1.2342 | 1.2342 | 0 | 0 | 0 | 1.2342 | 0 | 0 | 2.2204e-16 | 0 | 0 | 1.2992 | 1.2342 | 0 | 0 | 0.25412 | 4.325 | 0 | 1.2992 | -1.2992 | 4.3895 | 73.1574 | 0.21103 | 1.3577 | 0 | 0 | 4.325
2007-12-28 20:00 | 0 | 0 | 68.2214 | 90 | 0 | 0 | 0.96425 | 0.96425 | 0 | 0 | 0 | 0.96425 | 0 | 0 | 1.1102e-16 | 0 | 0 | 1.015 | 0.96425 | 0 | 0 | 1.6977 | 3.0258 | 0 | 1.015 | -1.015 | 3.3195 | 55.3256 | 0.21103 | 1.0607 | 0 | 0 | 3.0258
2007-12-28 21:00 | 0 | 0 | 66.2824 | 90 | 0 | 0 | 0.092974 | 0.092974 | 0 | 0 | 0 | 0.092974 | 0 | 0 | 0 | 0 | 0 | 0.097867 | 0.092974 | 0 | 0 | 2.8255 | 2.0108 | 0 | 0.097867 | -0.097867 | 3.2164 | 53.6063 | 0.21103 | 0.10227 | 0 | 0 | 2.0108
2007-12-28 22:00 | 0 | 0 | 60.6383 | 90 | 0 | 0 | 0.32588 | 0.32588 | 0 | 0 | 0 | 0.32588 | 0 | 0 | 5.5511e-17 | 0 | 0 | 0.34303 | 0.32588 | 0 | 0 | 2.9342 | 1.9129 | 0 | 0.34303 | -0.34303 | 2.8548 | 47.5798 | 0.21103 | 0.35847 | 0 | 0 | 1.9129
2007-12-28 23:00 | 0 | 0 | 45.4332 | 90 | 0 | 0 | 0.083916 | 0.083916 | 0 | 0 | 0 | 0.083916 | 0 | 0 | 0 | 0 | 0 | 0.088332 | 0.083916 | 0 | 0 | 3.3154 | 1.5699 | 0 | 0.088332 | -0.088332 | 2.7617 | 46.028 | 0.21103 | 0.092307 | 0 | 0 | 1.5699
2007-12-29 | 0 | 0 | 4.9757 | 90 | 0 | 0 | 0.31573 | 0.31573 | 0 | 0 | 0 | 0.31573 | 0 | 0 | 5.5511e-17 | 0 | 0 | 0.33235 | 0.31573 | 0 | 0 | 3.4135 | 1.4815 | 0 | 0.33235 | -0.33235 | 2.4114 | 40.1892 | 0.21103 | 0.34731 | 0 | 0 | 1.4815
2007-12-29 01:00 | 0 | 0 | -40.9303 | 90 | 0 | 0 | 0.50871 | 0.50871 | 0 | 0 | 0 | 0.50871 | 0 | 0 | 0 | 0 | 0 | 0.53548 | 0.50871 | 0 | 0 | 3.7828 | 1.1492 | 0 | 0.53548 | -0.53548 | 1.8469 | 30.7818 | 0.21103 | 0.55958 | 0 | 0 | 1.1492
2007-12-29 02:00 | 0 | 0 | -59.0913 | 90 | 0 | 0 | 0.39972 | 0.39972 | 0 | 0 | 0 | 0.39972 | 0 | 0 | 5.5511e-17 | 0 | 0 | 0.42076 | 0.39972 | 0 | 0 | 4.3778 | 0.61371 | 0 | 0.42076 | -0.42076 | 1.4034 | 23.3897 | 0.21103 | 0.4397 | 0 | 0 | 0.61371
2007-12-29 03:00 | 0 | 0 | -65.7293 | 90 | 0 | 0 | 0.18902 | 0.18902 | 1.6417 | 0 | 0.50427 | 0.18902 | 0 | 2.2204e-16 | 0 | 0 | 0 | 0 | 0 | 1.4526 | 1.38 | 4.8453 | 0.19295 | 1.38 | 0 | 1.38 | 2.7126 | 45.2094 | 0.21107 | 0.20792 | 0 | 1.7 | 0.19295
2007-12-29 04:00 | 0 | 0 | -68.1102 | 90 | 0 | 0 | 0.34575 | 0.34575 | 1.7 | 0 | 0.5202 | 0.34575 | 0 | 0 | 0 | 0 | 0 | 0 | 0 | 1.3543 | 1.2865 | 3.4653 | 1.4349 | 1.2865 | 0 | 1.2865 | 3.9331 | 65.5513 | 0.21113 | 0.38032 | 0 | 1.7 | 1.4349
2007-12-29 05:00 | 0 | 0 | -68.366 | 90 | 0 | 0 | 0.19619 | 0.19619 | 1.6488 | 0 | 0.50623 | 0.19619 | 0 | 0 | 0 | 0 | 0 | 0 | 0 | 1.4526 | 1.38 | 2.1787 | 2.5928 | 1.38 | 0 | 1.38 | 5.2423 | 87.371 | 0.21118 | 0.2158 | 0 | 1.7 | 2.5928
2007-12-29 06:00 | 0.0022942 | 0 | -67.162 | 90 | 0 | 0 | 0.25824 | 0.25824 | 0 | 0 | 0 | 0.25824 | 0 | 0 | 0 | 0 | 0 | 0.27183 | 0.25824 | 0 | 0 | 0.79873 | 3.8348 | 0 | 0.27183 | -0.27183 | 4.9557 | 82.5955 | 0.21118 | 0.28406 | 0 | 0 | 3.8348
2007-12-29 07:00 | 0.14263 | 8.7666 | -64.5853 | 77.4607 | 0.19335 | 0.34493 | 1.5744 | 1.5744 | 1.7 | 0 | 0.5202 | 1.5744 | 21.9091 | 0 | 0 | 0 | 0.34493 | 0 | 0 | 0.12562 | 0.11934 | 1.1008 | 3.563 | 0.46427 | 0 | 0.46427 | 5.3962 | 89.9363 | 0.2112 | 1.7318 | 0.27595 | 1.7 | 3.9079
2007-12-29 08:00 | 0.4387 | 21.9188 | -60.3313 | 63.8479 | 0.51444 | 0.91776 | 1.5864 | 1.5864 | 1.3192 | 0 | 0.41625 | 1.5864 | 57.8508 | 1.1102e-16 | 0 | 0 | 0.91776 | 0.28127 | 0.26721 | 0 | 0 | 0.63649 | 3.9808 | 0.63649 | 0 | 0.63649 | 6 | 100 | 0.21122 | 1.7451 | 0.73421 | 1.7 | 4.8986
2007-12-29 09:00 | 0.69246 | 34.3688 | -53.6235 | 50.6265 | 0.77497 | 1.3826 | 1.1574 | 1.1574 | 0 | 0 | 0 | 1.1574 | 119.4524 | 0.16423 | 0 | 0 | 1.3826 | 1.2183 | 1.1574 | 0 | 0 | 0 | 4.5537 | 0 | 0 | 0 | 6 | 100 | 0.21122 | 1.2732 | 1.106 | 0 | 5.9362
2007-12-29 10:00 | 0.81565 | 45.4838 | -42.9572 | 38.3009 | 0.8941 | 1.5951 | 0.92803 | 0.92803 | 0 | 0 | 0 | 0.92803 | 171.876 | 0.61819 | 0 | 0 | 1.5951 | 0.97688 | 0.92803 | 0 | 0 | 0 | 4.5537 | 0 | 0 | 0 | 6 | 100 | 0.21122 | 1.0208 | 1.2761 | 0 | 6.1488
2007-12-29 11:00 | 0.85922 | 53.9764 | -26.0645 | 28.1535 | 0.93212 | 1.6629 | 0.090092 | 0.090092 | 0 | 0 | 0 | 0.090092 | 1845.771 | 1.5681 | 0 | 0 | 1.6629 | 0.094834 | 0.090092 | 0 | 0 | 0 | 4.5537 | 0 | 0 | 0 | 6 | 100 | 0.21122 | 0.099102 | 1.3303 | 0 | 6.2166
2007-12-29 12:00 | 0.95379 | 57.6892 | -2.2983 | 23.2881 | 1.033 | 1.8428 | 1.8118 | 1.8118 | 0.43178 | 0 | 0.17398 | 1.8118 | 101.7115 | 0.39016 | 0 | 0 | 1.8428 | 1.4526 | 1.38 | 0 | 0 | 0 | 4.5537 | 0 | 0 | 0 | 6 | 100 | 0.21122 | 1.993 | 1.4742 | 1.7 | 6.3965
2007-12-29 13:00 | 0.93125 | 55.0581 | 22.2641 | 26.775 | 1.0106 | 1.803 | 2.7386 | 2.7386 | 1.3586 | 0 | 0.42699 | 2.7386 | 65.8362 | 0.35034 | 0 | 0 | 1.803 | 1.4526 | 1.38 | 0 | 0 | 0 | 4.5537 | 0 | 0 | 0 | 6 | 100 | 0.21122 | 3.0124 | 1.4424 | 1.7 | 6.3567
2007-12-29 14:00 | 0.81238 | 47.2415 | 40.4701 | 36.2736 | 0.88825 | 1.5846 | 1.7965 | 1.7965 | 0.425 | 0 | 0.17213 | 1.7965 | 88.2094 | 0.14101 | 0 | 0 | 1.5846 | 1.4436 | 1.3715 | 0 | 0 | 0 | 4.5537 | 0 | 0 | 0 | 6 | 100 | 0.21122 | 1.9761 | 1.2677 | 1.7 | 6.1383
2007-12-29 15:00 | 0.71367 | 36.4739 | 52.0698 | 48.3417 | 0.79467 | 1.4177 | 2.2874 | 2.2874 | 0.94058 | 0 | 0.31288 | 2.2874 | 61.9787 | 0 | 0 | 0 | 1.4177 | 1.4177 | 1.3468 | 0 | 0 | 0 | 4.5537 | 0 | 0 | 0 | 6 | 100 | 0.21122 | 2.5161 | 1.1341 | 1.7 | 5.9714
2007-12-29 16:00 | 0.45403 | 24.2023 | 59.3472 | 61.4528 | 0.52541 | 0.93734 | 0 | 0 | 0 | 0 | 0 | 0 | 0 | 0.93734 | 0 | 0 | 0.93734 | 0 | 0 | 0 | 0 | 0 | 4.5537 | 0 | 0 | 0 | 6 | 100 | 0.21122 | 0 | 0.74987 | 0 | 5.491
2007-12-29 17:00 | 0.18572 | 11.1458 | 63.9649 | 75.0178 | 0.2399 | 0.42797 | 0.52047 | 0.52047 | 0 | 0 | 0 | 0.52047 | 82.2289 | 0 | 0 | 0 | 0.42797 | 0.54786 | 0.52047 | 0 | 0 | 0 | 4.5537 | 0 | 0.11989 | -0.11989 | 5.8736 | 97.8938 | 0.21122 | 0.57251 | 0.34238 | 0 | 4.9817
2007-12-29 18:00 | 0.0058573 | 0 | 66.8069 | 90 | 0 | 0 | 0.21621 | 0.21621 | 0 | 0 | 0 | 0.21621 | 0 | 0 | 2.7756e-17 | 0 | 0 | 0.22759 | 0.21621 | 0 | 0 | 0.13321 | 4.4338 | 0 | 0.22759 | -0.22759 | 5.6337 | 93.8956 | 0.21122 | 0.23783 | 0 | 0 | 4.4338
2007-12-29 19:00 | 0 | 0 | 68.2502 | 90 | 0 | 0 | 1.464 | 1.464 | 1.7 | 0 | 0.5202 | 1.464 | 0 | 0 | 0 | 0 | 0 | 0 | 0 | 0.23604 | 0.22424 | 0.38608 | 4.2062 | 0.22424 | 0 | 0.22424 | 5.8465 | 97.4411 | 0.21124 | 1.6104 | 0 | 1.7 | 4.2062
2007-12-29 20:00 | 0 | 0 | 68.2814 | 90 | 0 | 0 | 1.1426 | 1.1426 | 0 | 0 | 0 | 1.1426 | 0 | 0 | 0 | 0 | 0 | 1.2028 | 1.1426 | 0 | 0 | 0.16184 | 4.408 | 0 | 1.2028 | -1.2028 | 4.5786 | 76.3104 | 0.21124 | 1.2569 | 0 | 0 | 4.408
2007-12-29 21:00 | 0 | 0 | 66.3714 | 90 | 0 | 0 | 0.4615 | 0.4615 | 0 | 0 | 0 | 0.4615 | 0 | 0 | 5.5511e-17 | 0 | 0 | 0.48579 | 0.4615 | 0 | 0 | 1.4983 | 3.2052 | 0 | 0.48579 | -0.48579 | 4.0666 | 67.7759 | 0.21124 | 0.50765 | 0 | 0 | 3.2052
2007-12-29 22:00 | 0 | 0 | 60.786 | 90 | 0 | 0 | 0.15913 | 0.15913 | 0 | 0 | 0 | 0.15913 | 0 | 0 | 2.7756e-17 | 0 | 0 | 0.1675 | 0.15913 | 0 | 0 | 2.038 | 2.7195 | 0 | 0.1675 | -0.1675 | 3.89 | 64.8333 | 0.21124 | 0.17504 | 0 | 0 | 2.7195
2007-12-29 23:00 | 0 | 0 | 45.7214 | 90 | 0 | 0 | 0.19185 | 0.19185 | 0 | 0 | 0 | 0.19185 | 0 | 0 | 2.7756e-17 | 0 | 0 | 0.20195 | 0.19185 | 0 | 0 | 2.2241 | 2.552 | 0 | 0.20195 | -0.20195 | 3.6771 | 61.2854 | 0.21124 | 0.21103 | 0 | 0 | 2.552
2007-12-30 | 0 | 0 | 5.4231 | 90 | 0 | 0 | 0.38255 | 0.38255 | 0 | 0 | 0 | 0.38255 | 0 | 0 | 5.5511e-17 | 0 | 0 | 0.40268 | 0.38255 | 0 | 0 | 2.4485 | 2.35 | 0 | 0.40268 | -0.40268 | 3.2527 | 54.2111 | 0.21124 | 0.4208 | 0 | 0 | 2.35
2007-12-30 01:00 | 0 | 0 | -40.8173 | 90 | 0 | 0 | 0.43095 | 0.43095 | 0 | 0 | 0 | 0.43095 | 0 | 0 | 5.5511e-17 | 0 | 0 | 0.45364 | 0.43095 | 0 | 0 | 2.896 | 1.9473 | 0 | 0.45364 | -0.45364 | 2.7745 | 46.2415 | 0.21124 | 0.47405 | 0 | 0 | 1.9473
2007-12-30 02:00 | 0 | 0 | -59.1082 | 90 | 0 | 0 | 0.69679 | 0.69679 | 0 | 0 | 0 | 0.69679 | 0 | 0 | 1.1102e-16 | 0 | 0 | 0.73346 | 0.69679 | 0 | 0 | 3.4 | 1.4937 | 0 | 0.73346 | -0.73346 | 2.0014 | 33.3559 | 0.21124 | 0.76647 | 0 | 0 | 1.4937
2007-12-30 03:00 | 0 | 0 | -65.7748 | 90 | 0 | 0 | 0.64985 | 0.64985 | 0 | 0 | 0 | 0.64985 | 0 | 0 | 0 | 0 | 0 | 0.68405 | 0.64985 | 0 | 0 | 4.2149 | 0.76023 | 0 | 0.68405 | -0.68405 | 1.2803 | 21.3384 | 0.21124 | 0.71483 | 0 | 0 | 0.76023
2007-12-30 04:00 | 0 | 0 | -68.1649 | 90 | 0 | 0 | 0.54423 | 0.54423 | 1.7 | 0 | 0.5202 | 0.54423 | 0 | 0 | 0 | 0 | 0 | 0 | 0 | 1.1558 | 1.098 | 4.975 | 0.076184 | 1.098 | 0 | 1.098 | 2.3219 | 38.699 | 0.2113 | 0.59865 | 0 | 1.7 | 0.076184
2007-12-30 05:00 | 0 | 0 | -68.4266 | 90 | 0 | 0 | 0.33099 | 0.33099 | 1.7 | 0 | 0.5202 | 0.33099 | 0 | 0 | 0 | 0 | 0 | 0 | 0 | 1.369 | 1.3006 | 3.877 | 1.0644 | 1.3006 | 0 | 1.3006 | 3.5558 | 59.2626 | 0.21136 | 0.36409 | 0 | 1.7 | 1.0644
2007-12-30 06:00 | 0.0021221 | 0 | -67.2297 | 90 | 0 | 0 | 0.30668 | 0.30668 | 1.7 | 0 | 0.5202 | 0.30668 | 0 | 0 | 0 | 0 | 0 | 0 | 0 | 1.3933 | 1.3237 | 2.5765 | 2.2349 | 1.3237 | 0 | 1.3237 | 4.8115 | 80.1913 | 0.21142 | 0.33735 | 0 | 1.7 | 2.2349
2007-12-30 07:00 | 0.17082 | 8.6767 | -64.6635 | 77.5608 | 0.24011 | 0.42836 | 1.4672 | 1.4672 | 1.7 | 0 | 0.5202 | 1.4672 | 29.1951 | 0 | 0 | 0 | 0.42836 | 0 | 0 | 0.23275 | 0.22112 | 1.2528 | 3.4262 | 0.64948 | 0 | 0.64948 | 5.4276 | 90.4605 | 0.21145 | 1.614 | 0.34269 | 1.7 | 3.8545
2007-12-30 08:00 | 0.40186 | 21.8392 | -60.4259 | 63.9399 | 0.4704 | 0.83919 | 2.6791 | 2.6791 | 1.7 | 0 | 0.5202 | 2.6791 | 31.3234 | 4.4409e-16 | 0 | 0 | 0.83919 | 1.0306 | 0.97911 | 0 | 0 | 0.60333 | 4.0107 | 0 | 0.19146 | -0.19146 | 5.2258 | 87.0969 | 0.21145 | 2.947 | 0.67135 | 1.7 | 4.8499
2007-12-30 09:00 | 0.47803 | 34.3041 | -53.7438 | 50.7066 | 0.52005 | 0.92777 | 2.5164 | 2.5164 | 1.7 | 0 | 0.5202 | 2.5164 | 36.8685 | 0 | 0 | 0 | 0.92777 | 0.85941 | 0.81644 | 0 | 0 | 0.81606 | 3.8192 | 0.06836 | 0 | 0.06836 | 5.2907 | 88.1778 | 0.21145 | 2.7681 | 0.74222 | 1.7 | 4.747
2007-12-30 10:00 | 0.62291 | 45.4427 | -43.1157 | 38.3606 | 0.67 | 1.1953 | 2.1132 | 2.1132 | 1.688 | 0 | 0.51693 | 2.1132 | 56.5625 | 0 | 0 | 0 | 1.1953 | 0.44758 | 0.4252 | 0 | 0 | 0.7477 | 3.8808 | 0.7477 | 0 | 0.7477 | 6 | 100 | 0.21148 | 2.3245 | 0.95622 | 1.7 | 5.076
2007-12-30 11:00 | 0.61664 | 53.9736 | -26.266 | 28.1737 | 0.64707 | 1.1544 | 2.7277 | 2.7277 | 1.6311 | 0 | 0.50138 | 2.7277 | 42.32 | 0 | 0 | 0 | 1.1544 | 1.1544 | 1.0967 | 0 | 0 | 0 | 4.5537 | 0 | 0 | 0 | 6 | 100 | 0.21148 | 3.0005 | 0.9235 | 1.7 | 5.7081
2007-12-30 12:00 | 0.7644 | 57.7381 | -2.5005 | 23.241 | 0.81718 | 1.4578 | 0.76972 | 0.76972 | 0 | 0 | 0 | 0.76972 | 189.3979 | 0.6476 | 0 | 0 | 1.4578 | 0.81024 | 0.76972 | 0 | 0 | 0 | 4.5537 | 0 | 0 | 0 | 6 | 100 | 0.21148 | 0.8467 | 1.1663 | 0 | 6.0115
2007-12-30 13:00 | 0.6319 | 55.1501 | 22.1334 | 26.674 | 0.66352 | 1.1837 | 1.3971 | 1.3971 | 0.425 | 0 | 0.17213 | 1.3971 | 84.7282 | 0.16048 | 0 | 0 | 1.1837 | 1.0232 | 0.97209 | 0 | 0 | 0 | 4.5537 | 0 | 0 | 0 | 6 | 100 | 0.21148 | 1.5368 | 0.94698 | 1.7 | 5.7374
2007-12-30 14:00 | 0.66057 | 47.3537 | 40.4136 | 36.1564 | 0.71147 | 1.2693 | 1.6747 | 1.6747 | 0.46886 | 0 | 0.1841 | 1.6747 | 75.7921 | 0 | 0 | 0 | 1.2693 | 1.2693 | 1.2058 | 0 | 0 | 0 | 4.5537 | 0 | 0 | 0 | 6 | 100 | 0.21148 | 1.8421 | 1.0154 | 1.7 | 5.823
2007-12-30 15:00 | 0.66991 | 36.5919 | 52.0567 | 48.2235 | 0.74498 | 1.3291 | 1.1991 | 1.1991 | 0 | 0 | 0 | 1.1991 | 110.8364 | 0.06683 | 0 | 0 | 1.3291 | 1.2622 | 1.1991 | 0 | 0 | 0 | 4.5537 | 0 | 0 | 0 | 6 | 100 | 0.21148 | 1.319 | 1.0632 | 0 | 5.8827
2007-12-30 16:00 | 0.438 | 24.3205 | 59.3575 | 61.3375 | 0.5056 | 0.90198 | 2.4011 | 2.4011 | 1.5442 | 0 | 0.47768 | 2.4011 | 37.5651 | 1.1102e-16 | 0 | 0 | 0.90198 | 0.90198 | 0.85688 | 0 | 0 | 0 | 4.5537 | 0 | 0 | 0 | 6 | 100 | 0.21148 | 2.6412 | 0.72159 | 1.7 | 5.4557
2007-12-30 17:00 | 0.17173 | 11.2618 | 63.9899 | 74.9067 | 0.21538 | 0.38423 | 1.6288 | 1.6288 | 1.2638 | 0 | 0.40111 | 1.6288 | 23.5898 | 0 | 0 | 0 | 0.38423 | 0.38423 | 0.36502 | 0 | 0 | 0 | 4.5537 | 0 | 0 | 0 | 6 | 100 | 0.21148 | 1.7917 | 0.30739 | 1.7 | 4.9379
2007-12-30 18:00 | 0.0097958 | 0 | 66.8438 | 90 | 0 | 0 | 1.2441 | 1.2441 | 0 | 0 | 0 | 1.2441 | 0 | 0 | 0 | 0 | 0 | 1.3095 | 1.2441 | 0 | 0 | 0 | 4.5537 | 0 | 1.3095 | -1.3095 | 4.6196 | 76.9936 | 0.21148 | 1.3685 | 0 | 0 | 4.5537
2007-12-30 19:00 | 0 | 0 | 68.3 | 90 | 0 | 0 | 3.3159 | 3.08 | 1.7 | 0 | 0.5202 | 3.08 | 0 | 0 | 0.23591 | 0.5675 | 0 | 1.4526 | 1.38 | 0 | 0 | 1.4551 | 3.2441 | 0 | 1.4526 | -1.4526 | 3.0884 | 51.4735 | 0.21148 | 3.6475 | 0 | 1.7 | 3.2441
2007-12-30 20:00 | 0 | 0 | 68.3492 | 90 | 0 | 0 | 1.8439 | 1.8439 | 1.7 | 0 | 0.5202 | 1.8439 | 0 | 0 | 0 | 0 | 0 | 0.15146 | 0.14389 | 0 | 0 | 3.0691 | 1.7915 | 0 | 0.15146 | -0.15146 | 2.9288 | 48.8126 | 0.21148 | 2.0283 | 0 | 1.7 | 1.7915
2007-12-30 21:00 | 0 | 0 | 66.4693 | 90 | 0 | 0 | 2.4045 | 2.4045 | 1.7 | 0 | 0.5202 | 2.4045 | 0 | 0 | 0 | 0 | 0 | 0.74155 | 0.70447 | 0 | 0 | 3.2374 | 1.64 | 0 | 0.74155 | -0.74155 | 2.1471 | 35.785 | 0.21148 | 2.6449 | 0 | 1.7 | 1.64
2007-12-30 22:00 | 0 | 0 | 60.9444 | 90 | 0 | 0 | 0.18176 | 0.18176 | 1.6344 | 0 | 0.50229 | 0.18176 | 0 | 2.2204e-16 | 0 | 0 | 0 | 0 | 0 | 1.4526 | 1.38 | 4.0613 | 0.8985 | 1.38 | 0 | 1.38 | 3.4563 | 57.6047 | 0.21152 | 0.19993 | 0 | 1.7 | 0.8985
2007-12-30 23:00 | 0 | 0 | 46.0222 | 90 | 0 | 0 | 0.13248 | 0.13248 | 1.5851 | 0 | 0.48884 | 0.13248 | 0 | 2.2204e-16 | 0 | 0 | 0 | 0 | 0 | 1.4526 | 1.38 | 2.6813 | 2.1405 | 1.38 | 0 | 1.38 | 4.7655 | 79.4244 | 0.21155 | 0.14573 | 0 | 1.7 | 2.1405
2007-12-31 | 0 | 0 | 5.8741 | 90 | 0 | 0 | 0.055821 | 0.055821 | 1.4256 | 0 | 0.4453 | 0.055821 | 0 | 0 | 0 | 0 | 0 | 0 | 0 | 1.3698 | 1.3013 | 1.3013 | 3.3825 | 1.3013 | 0 | 1.3013 | 6 | 100 | 0.21156 | 0.061403 | 0 | 1.7 | 3.3825
2007-12-31 01:00 | 0 | 0 | -40.7185 | 90 | 0 | 0 | 0.37402 | 0.37402 | 0 | 0 | 0 | 0.37402 | 0 | 0 | 5.5511e-17 | 0 | 0 | 0.3937 | 0.37402 | 0 | 0 | 0 | 4.5537 | 0 | 0.3937 | -0.3937 | 5.585 | 93.0833 | 0.21156 | 0.41142 | 0 | 0 | 4.5537
2007-12-31 02:00 | 0 | 0 | -59.1379 | 90 | 0 | 0 | 0.1693 | 0.1693 | 0 | 0 | 0 | 0.1693 | 0 | 0 | 0 | 0 | 0 | 0.17821 | 0.1693 | 0 | 0 | 0.43745 | 4.16 | 0 | 0.17821 | -0.17821 | 5.3972 | 89.9526 | 0.21156 | 0.18622 | 0 | 0 | 4.16
2007-12-31 03:00 | 0 | 0 | -65.8302 | 90 | 0 | 0 | 0.027982 | 0.027982 | 0 | 0 | 0 | 0.027982 | 0 | 0 | 3.4694e-18 | 0 | 0 | 0.029454 | 0.027982 | 0 | 0 | 0.63545 | 3.9818 | 0 | 0.029454 | -0.029454 | 5.3661 | 89.4351 | 0.21156 | 0.03078 | 0 | 0 | 3.9818
2007-12-31 04:00 | 0 | 0 | -68.2277 | 90 | 0 | 0 | 0.45355 | 0.45355 | 0 | 0 | 0 | 0.45355 | 0 | 0 | 5.5511e-17 | 0 | 0 | 0.47742 | 0.45355 | 0 | 0 | 0.66818 | 3.9523 | 0 | 0.47742 | -0.47742 | 4.8629 | 81.0477 | 0.21156 | 0.49891 | 0 | 0 | 3.9523
2007-12-31 05:00 | 0 | 0 | -68.4944 | 90 | 0 | 0 | 0.24357 | 0.24357 | 0 | 0 | 0 | 0.24357 | 0 | 0 | 5.5511e-17 | 0 | 0 | 0.25639 | 0.24357 | 0 | 0 | 1.1986 | 3.4749 | 0 | 0.25639 | -0.25639 | 4.5926 | 76.5434 | 0.21156 | 0.26793 | 0 | 0 | 3.4749
2007-12-31 06:00 | 0.0013912 | 0 | -67.3041 | 90 | 0 | 0 | 0.087477 | 0.087477 | 0 | 0 | 0 | 0.087477 | 0 | 0 | 1.3878e-17 | 0 | 0 | 0.092082 | 0.087477 | 0 | 0 | 1.4835 | 3.2185 | 0 | 0.092082 | -0.092082 | 4.4955 | 74.9256 | 0.21156 | 0.096225 | 0 | 0 | 3.2185
2007-12-31 07:00 | 0.081308 | 8.589 | -64.7483 | 77.6598 | 0.087622 | 0.15632 | 0.92072 | 0.92072 | 0 | 0 | 0 | 0.92072 | 16.9778 | 0 | 0 | 0 | 0.15632 | 0.96918 | 0.92072 | 0 | 0 | 1.5858 | 3.1264 | 0 | 0.81286 | -0.81286 | 3.6387 | 60.6452 | 0.21156 | 1.0128 | 0.12505 | 0 | 3.2827
2007-12-31 08:00 | 0.18429 | 21.7624 | -60.5271 | 64.0301 | 0.18792 | 0.33524 | 0.47923 | 0.47923 | 0 | 0 | 0 | 0.47923 | 69.9545 | 0 | 0 | 0 | 0.33524 | 0.50445 | 0.47923 | 0 | 0 | 2.489 | 2.3136 | 0 | 0.16921 | -0.16921 | 3.4604 | 57.6725 | 0.21156 | 0.52715 | 0.26819 | 0 | 2.6488
2007-12-31 09:00 | 0.44118 | 34.2431 | -53.8708 | 50.7839 | 0.47359 | 0.84489 | 1.2575 | 1.2575 | 1.7 | 0 | 0.5202 | 1.2575 | 67.188 | 0 | 0 | 0 | 0.84489 | 0 | 0 | 0.4425 | 0.42038 | 2.677 | 2.1444 | 1.2653 | 0 | 1.2653 | 4.6607 | 77.678 | 0.21162 | 1.3832 | 0.67591 | 1.7 | 2.9892
2007-12-31 10:00 | 0.56004 | 45.4065 | -43.2807 | 38.4163 | 0.59356 | 1.0589 | 1.6322 | 1.6322 | 1.7 | 0 | 0.5202 | 1.6322 | 64.8751 | 0 | 0 | 0 | 1.0589 | 0 | 0 | 0.067771 | 0.064383 | 1.4118 | 3.2831 | 1.1233 | 0 | 1.1233 | 5.7263 | 95.4388 | 0.21167 | 1.7955 | 0.84713 | 1.7 | 4.342
2007-12-31 11:00 | 0.6774 | 53.9766 | -26.4722 | 28.1885 | 0.71941 | 1.2834 | 0 | 0 | 0 | 0 | 0 | 0 | 0 | 0.99495 | 0 | 0 | 1.2834 | 0 | 0 | 0 | 0 | 0.28848 | 4.2941 | 0.28848 | 0 | 0.28848 | 6 | 100 | 0.21164 | 0 | 1.0267 | 0 | 5.5775
2007-12-31 12:00 | 0.8209 | 57.7935 | -2.7029 | 23.1876 | 0.88311 | 1.5755 | 0.93135 | 0.93135 | 0 | 0 | 0 | 0.93135 | 169.1606 | 0.59511 | 0 | 0 | 1.5755 | 0.98036 | 0.93135 | 0 | 0 | 0 | 4.5537 | 0 | 0 | 0 | 6 | 100 | 0.21164 | 1.0245 | 1.2604 | 0 | 6.1292
2007-12-31 13:00 | 0.7024 | 55.2479 | 22.0077 | 26.5675 | 0.74723 | 1.3331 | 1.2066 | 1.2066 | 0 | 0 | 0 | 1.2066 | 110.4828 | 0.06298 | 0 | 0 | 1.3331 | 1.2701 | 1.2066 | 0 | 0 | 0 | 4.5537 | 0 | 0 | 0 | 6 | 100 | 0.21164 | 1.3272 | 1.0665 | 0 | 5.8868
2007-12-31 14:00 | 0.5346 | 47.4704 | 40.3643 | 36.0358 | 0.55936 | 0.9979 | 0.26838 | 0.26838 | 0 | 0 | 0 | 0.26838 | 371.8175 | 0.71539 | 0 | 0 | 0.9979 | 0.28251 | 0.26838 | 0 | 0 | 0 | 4.5537 | 0 | 0 | 0 | 6 | 100 | 0.21164 | 0.29522 | 0.79832 | 0 | 5.5516
2007-12-31 15:00 | 0.59555 | 36.7132 | 52.051 | 48.1032 | 0.65824 | 1.1743 | 1.9509 | 1.9509 | 0.83529 | 0 | 0.28413 | 1.9509 | 60.1937 | 0 | 0 | 0 | 1.1743 | 1.1743 | 1.1156 | 0 | 0 | 0 | 4.5537 | 0 | 0 | 0 | 6 | 100 | 0.21164 | 2.146 | 0.93944 | 1.7 | 5.728
2007-12-31 16:00 | 0.28877 | 24.4408 | 59.375 | 61.2211 | 0.30907 | 0.55138 | 0.063526 | 0.063526 | 0 | 0 | 0 | 0.063526 | 867.9606 | 0.48451 | 0 | 0 | 0.55138 | 0.06687 | 0.063526 | 0 | 0 | 0 | 4.5537 | 0 | 0 | 0 | 6 | 100 | 0.21164 | 0.069879 | 0.44111 | 0 | 5.1051
2007-12-31 17:00 | 0.10898 | 11.3791 | 64.0217 | 74.7952 | 0.11574 | 0.20648 | 0.23221 | 0.23221 | 0 | 0 | 0 | 0.23221 | 88.92 | 0 | 0 | 0 | 0.20648 | 0.24444 | 0.23221 | 0 | 0 | 0 | 4.5537 | 0 | 0.037951 | -0.037951 | 5.96 | 99.3333 | 0.21164 | 0.25544 | 0.16519 | 0 | 4.7602
2007-12-31 18:00 | 0.010527 | 0 | 66.8874 | 90 | 0 | 0 | 1.3188 | 1.3188 | 1.3632 | 0 | 0.42824 | 1.3188 | 0 | 9.0206e-17 | 0 | 0 | 0 | 0 | 0 | 0.044387 | 0.042168 | 0.042168 | 4.5157 | 0.042168 | 0 | 0.042168 | 6 | 100 | 0.21164 | 1.4506 | 0 | 1.7 | 4.5157
2007-12-31 19:00 | 0 | 0 | 68.3568 | 90 | 0 | 0 | 1.3369 | 1.3369 | 1.3369 | 0 | 0.42107 | 1.3369 | 0 | 0 | 0 | 0 | 0 | 0 | 0 | 0 | 0 | 0 | 4.5537 | 0 | 0 | 0 | 6 | 100 | 0.21164 | 1.4706 | 0 | 1.7 | 4.5537
2007-12-31 20:00 | 0 | 0 | 68.4245 | 90 | 0 | 0 | 1.4901 | 1.4901 | 1.4901 | 0 | 0.4629 | 1.4901 | 0 | 0 | 0 | 0 | 0 | 0 | 0 | 0 | 0 | 0 | 4.5537 | 0 | 0 | 0 | 6 | 100 | 0.21164 | 1.6391 | 0 | 1.7 | 4.5537
2007-12-31 21:00 | 0 | 0 | 66.576 | 90 | 0 | 0 | 0.5303 | 0.5303 | 0 | 0 | 0 | 0.5303 | 0 | 0 | 1.1102e-16 | 0 | 0 | 0.55821 | 0.5303 | 0 | 0 | 0 | 4.5537 | 0 | 0.55821 | -0.55821 | 5.4116 | 90.1933 | 0.21164 | 0.58333 | 0 | 0 | 4.5537
2007-12-31 22:00 | 0 | 0 | 61.1134 | 90 | 0 | 0 | 0.49037 | 0.49037 | 0 | 0 | 0 | 0.49037 | 0 | 0 | 5.5511e-17 | 0 | 0 | 0.51618 | 0.49037 | 0 | 0 | 0.62023 | 3.9955 | 0 | 0.51618 | -0.51618 | 4.8675 | 81.1249 | 0.21164 | 0.53941 | 0 | 0 | 3.9955
2007-12-31 23:00 | 0 | 0 | 46.3353 | 90 | 0 | 0 | 0.13079 | 0.13079 | 0 | 0 | 0 | 0.13079 | 0 | 0 | 0 | 0 | 0 | 0.13767 | 0.13079 | 0 | 0 | 1.1938 | 3.4793 | 0 | 0.13767 | -0.13767 | 4.7224 | 78.7063 | 0.21164 | 0.14386 | 0 | 0 | 3.4793